## HDD_CDD
| Fahrenheit | From Janey reyna's Nature Comm (CDD And HDD for |  |  | Fahr |  |  |  | Water Heater (Inc Temp) |  | centrigrade |  |  |  | Centigrade | [16 empty] | 49135 | 6141.8 | 6141.8 | 4913.4 | 614.18 | 614.18 | 545.9 | 68.24 | 68.24
| HDD (2010-2020) | HDD (2045-2055) | ANNUAL CHANGE |  | CDD (2010-2020) | CDD (2045-2055) | ANNUAL CHANGE | [5 empty] | Zone | HDD (2010-2020) | HDD (2045-2055) |  | Zone | CDD (2010-2020) | CDD (2045-2055) |  |  |  | heating | [11 empty] | 1 | 2 | 22 | 3 | 4 | 44 | 5 | 6 | 66 | 7 | 77
1 | 4135.32 | 3463.74 | -0.5523% | -16.24% | 32.7762 | 106.6482 | 3.756% | 4168.0962 | 225.4% |  | 1 |  | 1 | 2297.4 | 1924.3 |  | 1 | 18.209 | 59.249 |  |  |  | NG | ER | HP | HPCombo | total |  | 49135 |  | 179346 |  | 3510.389 |  | 2861.4 | 357.7 | 3.97 | 244.8 | 30.6 | 0.4 | 10.2 | 1.275 | 0.044
2 | 3777.66 | 3218.76 | -0.4991% | -14.79% | 412.236 | 703.602 | 1.539% | 4189.896 | 70.68% |  | 2 |  | 2 | 2098.7 | 1788.2 |  | 2 | 229.02 | 390.89 |  |  | 2020 | 0.9 | 0.1 | 0 | 0 | 1 |  | 6141.8 |  | 22418.31 | [18 empty] | devices
3 | 2921.22 | 2299.32 | -0.7453% | -21.29% | 145.809 | 349.452 | 2.529% | 3067.029 | 139.7% |  | 3 |  | 3 | 1622.9 | 1277.4 |  | 3 | 81.005 | 194.14 |  |  | 2030 | 0.9 | 0.1 | 0 | 0 | 1 |  | 4913.4 |  | 17934.6 |  |  |  | 58235.4737 | 58240.2553 | 646.3903 | 49822.9332 | 49822.5276 | 651.2749 | 18684.7408 | 18684.0563 | 644.7831 |  | 1 | 1 | 1 | 1 | 38672.8551
4 | 2876.22 | 2332.08 | -0.6532% | -18.92% | 653.058 | 1056.546 | 1.384% | 3529.278 | 61.78% |  | 4 |  | 4 | 1597.9 | 1295.6 |  | 4 | 362.81 | 586.97 |  |  | 2040 | 0.9 | 0.1 | 0 | 0 | 1 |  | 614.18 |  | 2241.8 | [13 empty] | 1 | 1 | 1 | 1 | 8
5 | 2998.98 | 2325.6 | -0.7915% | -22.45% | 136.7658 | 349.38 | 2.716% | 3135.7458 | 155.5% |  | 5 |  | 5 | 1666.1 | 1292 |  | 5 | 75.981 | 194.1 |  |  | 2050 | 0.9 | 0.1 | 0 | 0 | 1 |  | 545.9 |  | 1992.7 | [13 empty] | 1 | 1 | 1 | 1 | 8
6 | 1468.26 | 1023.876 | -1.12% | -30.27% | 684.108 | 1117.89 | 1.413% | 2152.368 | 63.41% |  | 6 |  | 6 | 815.7 | 568.82 |  | 6 | 380.06 | 621.05 | [9 empty] | 68.24 |  | 249.09 | [13 empty] | 1 | 1 | 1 | 1 | 8
7 | 1242.9 | 796.86 | -1.38% | -35.89% | 1027.908 | 1523.502 | 1.131% | 2270.808 | 48.21% |  | 7 |  | 7 | 690.5 | 442.7 |  | 7 | 571.06 | 846.39 |  |  | 392.2232 | [22 empty] | 1 | 1 | 1 | 1 | 8
8 | 1262.34 | 821.844 | -1.332% | -34.9% | 1164.87 | 1725.03 | 1.128% | 2427.21 | 48.09% |  | 8 | 0.061213 | 8 | 701.3 | 456.58 |  | 8 | 647.15 | 958.35
9 | 1377.18 | 897.426 | -1.329% | -34.84% | 1413.342 | 2072.7 | 1.1% | 2790.522 | 46.65% |  | 9 |  | 9 | 765.1 | 498.57 |  | 9 | 785.19 | 1151.5 | [9 empty] | 0.061419 |  | 0.22418
10 | 1583.424 | 1056.726 | -1.256% | -33.26% | 1697.508 | 2306.88 | 0.8802% | 3280.932 | 35.9% |  | 10 |  | 10 | 879.68 | 587.07 |  | 10 | 943.06 | 1281.6
11 | 2568.42 | 2129.76 | -0.5835% | -17.08% | 1758.492 | 2309.76 | 0.7821% | 4326.912 | 31.35% |  | 11 |  | 11 | 1426.9 | 1183.2 |  | 11 | 976.94 | 1283.2
12 | 2352.78 | 1907.46 | -0.6536% | -18.93% | 1585.962 | 2147.58 | 0.8699% | 3938.742 | 35.41% |  | 12 |  | 12 | 1307.1 | 1059.7 |  | 12 | 881.09 | 1193.1
13 | 2185.74 | 1750.23 | -0.692% | -19.93% | 2140.02 | 2758.5 | 0.728% | 4325.76 | 28.9% |  | 13 |  | 13 | 1214.3 | 972.35 |  | 13 | 1188.9 | 1532.5 | [26 empty] | SFER | 36.68 | 0.23 |  | 7.336 | 0.046
14 | 2113.02 | 1592.226 | -0.8804% | -24.65% | 2827.62 | 3490.56 | 0.6036% | 4940.64 | 23.45% |  | 14 |  | 14 | 1173.9 | 884.57 |  | 14 | 1570.9 | 1939.2 | [26 empty] | Cool |  | 0.12 |  | 0 | 0.024
15 | 980.856 | 628.902 | -1.379% | -35.88% | 4190.76 | 4965.84 | 0.486% | 5171.616 | 18.49% |  | 15 |  | 15 | 544.92 | 349.39 |  | 15 | 2328.2 | 2758.8 | [26 empty] | SFNG | 41.27 |  |  | 8.254
16 | 5842.62 | 5016.78 | -0.4751% | -14.13% | 289.494 | 581.814 | 2.014% | 6132.114 | 101% |  | 16 |  | 16 | 3245.9 | 2787.1 |  | 16 | 160.83 | 323.23 | [5 empty] | 248 | [20 empty] | MFNG | 21.5 | ,12 |  | 4.3
[22 empty] | 32 | [20 empty] | MFER | 19.11 |  |  | 3.822
| 1 | 2 | 3 | 4 | 5 | 6 | 7 | 8 | 9 | 10 | 11 | 12 | 13 | 14 | 15 | 16 | 17 | 18 | 19 | 20 | 21 | 22 | 0.1 | 0.2 | 0.2 | 0.2 | 0.3
| 3: 3; 13: 52.9074; 14: 191.475 | [15 empty] | Cond | 28.01 | 0.23 |  | 5.602 | 0.046
| POPULATION | 13.9 | 3 | [19 empty] | NG | 0.5
| 3: 3; 13: Place holder for code checking…have to use RASS for 2016; 32 22: 0.005; 32 0.1: SF; 32 0.2: 0.5 | [15 empty] | HP | 15.01 |  |  | 3.002
| CZ | Population/CZ(%) | 3 | OCCupied HH(2016) | U-value of window | U-value of Wall (R-19) | U-value of roof (R-22) | windows U-val (% change?yr) | Wall U-val (% change?yr) | Roofs U-val (% change?yr) |  | CZ | Pop of CZ in 2060 (with Heat %) | Pop Of CZ with Cooling in 2016(%) | Pop WithHeating in 2050 (%) | Pop with Cooling in 2050 |  | 0.5 | 0.425 | [24 empty] | 16.508 |  |  | 16.806
0.067137 | 1 | 0.00483 | 3 | 0.067137 | 0.5 | 0.05 | 0.05 | 0.99 | 0.102 | 0.049 | 2013 | 1 | 1 | 0.1 | 1 | 0.15 | 0% | 1.275% | -0.11713 | 0.092544 | 0.067137 | 0.0067137 | 1 | 0.0016784 | 0.00016784 | 0.0015106 | 0.0067137 | 272 | 32 | 304 |  | 5372 | 672 | 6044
0.34208 | 2 | 0.02461 | 3 | 0.34208 | 0.5 | 0.05 | 0.05 | 0.5 | 0.05 | 0.026 | 2016 | 2 | 1 | 0.1 | 1 | 0.15 | 0% | 1.275% | 0.60149 | 0.80026 | 0.34208 | 0.034208 | 2 | 0.008552 | 0.0008552 | 0.0076968 | 0.034208 | [15 empty] | 4 NG | 33.016 |  |  | 3.002
1.4093 | 3 | 0.10139 | 3 | 1.4093 | 0.5 | 0.05 | 0.05 | 0.3 | 0.025 | 0.026 | 2019 | 3 | 1 | 0.1 | 1 | 0.15 | 0% | 1.275% | 0.18633 | 0.53102 | 1.4093 | 0.14093 | 3 | 0.035233 | 0.0035233 | 0.03171 | 0.14093
0.7399 | 4 | 0.05323 | 3 | 0.7399 | 0.5 | 0.05 | 0.05 |  |  |  |  | 4 | 1 | 0.1 | 1 | 0.15 | 0% | 1.275% | 0.77689 | 0.89379 | 0.7399 | 0.07399 | 4 | 0.018497 | 0.0018497 | 0.016648 | 0.07399 | [16 empty] | 24.762 |  |  | 6.004 | 0.092
0.17305 | 5 | 0.01245 | 3 | 0.17305 | 0.5 | 0.05 | 0.05 | 60423.3 | 53 | 7 |  | 5 | 1 | 0.1 | 1 | 0.15 | 0% | 1.275% | 0.16563 | 0.53093 | 0.17305 | 0.017306 | 5 | 0.0043264 | 0.00043264 | 0.0038937 | 0.017306
1.0684 | 6 | 0.07686 | 3 | 1.0684 | 0.5 | 0.05 | 0.05 | 307871.1 | 274 | 34 |  | 6 | 1 | 0.5 | 1 | 0.65 | 0% | 0.8233% | 0.79166 | 0.90218 | 1.0684 | 0.53418 | 6 | 0.13354 | 0.066772 | 0.066772 | 0.53418 | [16 empty] | 24.762
0.83636 | 7 | 0.06017 | 3 | 0.83636 | 0.5 | 0.05 | 0.05 | 1268388.9 |  |  |  | 7 | 1 | 0.5 | 1 | 0.65 | 0% | 0.8233% | 0.88931 | 0.93151 | 0.83636 | 0.41818 | 7 | 0.10455 | 0.052273 | 0.052273 | 0.41818 | [16 empty] | 16.508 |  |  | 9.006
1.7203 | 8 | 0.12376 | 3 | 1.7203 | 0.5 | 0.05 | 0.05 |  |  |  |  | 8 | 1 | 0.5 | 1 | 0.65 | 0% | 0.8233% | 0.90764 | 0.93715 | 1.7203 | 0.86013 | 8 | 0.21503 | 0.10752 | 0.10752 | 0.86013 | 4240 | 3500 | 7740
2.2226 | 9 | 0.1599 | 3 | 2.2226 | 0.5 | 0.05 | 0.05 |  |  |  |  | 9 | 1 | 0.5 | 1 | 0.65 | 0% | 0.8233% | 0.92666 | 0.94157 | 2.2226 | 1.1113 | 9 | 0.27783 | 0.13891 | 0.13891 | 1.1113
1.4943 | 10 | 0.1075 | 3 | 1.4943 | 0.5 | 0.05 | 0.05 |  |  |  |  | 10 | 1 | 0.5 | 1 | 0.65 | 0% | 0.8233% | 0.93657 | 0.94279 | 1.4943 | 0.74713 | 10 | 0.18678 | 0.093391 | 0.093391 | 0.74713
0.39587 | 11 | 0.02848 | 0.00625 | 0.39587 | 0.5 | 0.05 | 0.05 |  |  |  |  | 11 | 1 | 0.5 | 1 | 0.65 | 0% | 0.8233% | 0.9378 | 0.9428 | 0.39587 | 0.19794 | 11 | 0.049484 | 0.024742 | 0.024742 | 0.19794
1.7378 | 12 | 0.12502 | 0.00625 | 1.7378 | 0.5 | 0.05 | 0.05 |  |  |  |  | 12 | 1 | 0.5 | 1 | 0.65 | 0% | 0.8233% | 0.93363 | 0.94206 | 1.7378 | 0.86889 | 12 | 0.21722 | 0.10861 | 0.10861 | 0.86889 | 74 | 417 | 245 | 31 | 52
0.87445 | 13 | 0.06291 | 0.00625 | 0.87445 | 0.5 | 0.05 | 0.05 |  |  |  |  | 13 | 1 | 0.5 | 1 | 0.65 | 0% | 0.8233% | 0.94201 | 0.94369 | 0.87445 | 0.43722 | 13 | 0.10931 | 0.054653 | 0.054653 | 0.43722
0.32901 | 14 | 0.02367 | 0.00625 | 0.32901 | 0.5 | 0.05 | 0.05 |  |  |  |  | 14 | 1 | 0.5 | 1 | 0.65 | 0% | 0.8233% | 0.94374 | 0.94396 | 0.32901 | 0.16451 | 14 | 0.041127 | 0.020563 | 0.020563 | 0.16451
0.24464 | 15 | 0.0176 | 0.00625 | 0.24464 | 0.5 | 0.05 | 0.05 |  |  |  |  | 15 | 1 | 0.6 | 1 | 0.65 | 0% | 0.2504% | 0.944 | 0.944 | 0.24464 | 0.14678 | 15 | 0.036696 | 0.022018 | 0.014678 | 0.14678 | 488 | 612 | 1100
0.24506 | 16 | 0.01763 | 0.00625 | 0.24506 | 0.5 | 0.05 | 0.05 |  |  |  |  | 16 | 1 | 0.1 | 1 | 0.15 | 0% | 1.275% | 0.45023 | 0.73737 | 0.24506 | 0.024506 | 16 | 0.0061264 | 0.00061264 | 0.0055138 | 0.024506 | 980 | 124 | 1104
[13 empty] | 1 | 0.41611 | 1 | 0.54294 |  |  |  |  | 13.9001 | 5.7839 |  | 1.446
|  | 13.9001 | 16.9671 |  |  | should change the above by CZ |  | 1636685.09 | 327.177 | [8 empty] | 0.76361 |  |  | 1 | 0.41611 |  | 2.892
All in green - are assumptions | 6: pages 255 and 256 have by cz and material..etc; 13: 2018; 14: 0.5; 16: 9.35; 32 22: 11.9839
and are read into the model - please don't edit anything in this sheet | 6: R-values for walls and roofs as in Page 233 given for low rise residential bulldings; 13: 2050; 14: 1; 16: 0.55325; 32 22: 2396.7878; 32 0.2: 11.5678; 32 0.2: 1668.4201 |  | 172.95 | 86 | 1035.8
| 6: http://www.energy.ca.gov/2015publications/CEC-400-2015-037/CEC-400-2015-037-CMF.pdf; 14: 0.021227 |  | 345 | 173 | 2072
| 5: 32; 6: assuming wood frame and other for wall |  | 345 | 173 | 2072
| 6: wood frame and other for roof as well for all climate zone |  | 345 | 173 | 2072
[29 empty] | 518 | 259 | 3108

## UVals
Title 24 requirement PGE 2006
|  |  | C | [5 empty] | D
|  |  |  | Rvalue | [5 empty] | 2016 - Building EE = Table 150.1-A |  |  | Performance and Prescriptive compliance approach for row lise residential buildings
|  |  | glazing U-val of window | wood frame walls | ceiling insulation |  |  |  |  | glazing U-val of window | wood frame walls | ceiling insulation
[16 empty] | U-value of window | U-value of Wall (R-19) | U-value of roof (R-22)
|  | 1 | 0.42 | 29 | 49 | 0.034483 | 0.020408 |  | 1 | 0.57 | 21 | 38 | 0.047619 | 0.026316 |  | 0.45455 | 0.052632 | 0.045455 | -0.27586 | -0.22449
|  | 2 | 0.38 | 29 | 49 | 0.034483 | 0.020408 |  | 2 | 0.57 | 13 | 30 | 0.076923 | 0.033333 |  | 0.45455 | 0.052632 | 0.045455 | -0.55172 | -0.38776
|  | 3 | 0.42 | 25 | 38 | 0.04 | 0.026316 |  | 3 | 0.67 | 13 | 30 | 0.076923 | 0.033333 |  | 0.45455 | 0.052632 | 0.045455 | -0.48 | -0.21053
|  | 4 | 0.38 | 25 | 38 | 0.04 | 0.026316 |  | 4 | 0.67 | 13 | 30 | 0.076923 | 0.033333 |  | 0.45455 | 0.052632 | 0.045455 | -0.48 | -0.21053
|  | 5 | 0.42 | 25 | 38 | 0.04 | 0.026316 |  | 5 | 0.67 | 13 | 30 | 0.076923 | 0.033333 |  | 0.45455 | 0.052632 | 0.045455 | -0.48 | -0.21053
|  | 6 | 0.42 | 21 | 38 | 0.047619 | 0.026316 |  | 6 | 0.67 | 13 | 30 | 0.076923 | 0.033333 |  | 0.45455 | 0.052632 | 0.045455 | -0.38095 | -0.21053
|  | 7 | 0.38 | 21 | 38 | 0.047619 | 0.026316 |  | 7 | 0.67 | 13 | 30 | 0.076923 | 0.033333 |  | 0.45455 | 0.052632 | 0.045455 | -0.38095 | -0.21053
|  | 8 | 0.38 | 21 | 38 | 0.047619 | 0.026316 |  | 8 | 0.67 | 13 | 30 | 0.076923 | 0.033333 |  | 0.45455 | 0.052632 | 0.045455 | -0.38095 | -0.21053
|  | 9 | 0.38 | 21 | 38 | 0.047619 | 0.026316 |  | 9 | 0.67 | 13 | 30 | 0.076923 | 0.033333 |  | 0.45455 | 0.052632 | 0.045455 | -0.38095 | -0.21053
|  | 10 | 0.38 | 25 | 49 | 0.04 | 0.020408 |  | 10 | 0.57 | 13 | 30 | 0.076923 | 0.033333 |  | 0.45455 | 0.052632 | 0.045455 | -0.48 | -0.38776
|  | 11 | 0.38 | 29 | 49 | 0.034483 | 0.020408 |  | 11 | 0.57 | 19 | 38 | 0.052632 | 0.026316 |  | 0.45455 | 0.052632 | 0.045455 | -0.34483 | -0.22449
|  | 12 | 0.38 | 29 | 49 | 0.034483 | 0.020408 |  | 12 | 0.57 | 19 | 38 | 0.052632 | 0.026316 |  | 0.45455 | 0.052632 | 0.045455 | -0.34483 | -0.22449
|  | 13 | 0.38 | 29 | 49 | 0.034483 | 0.020408 |  | 13 | 0.57 | 19 | 38 | 0.052632 | 0.026316 |  | 0.45455 | 0.052632 | 0.045455 | -0.34483 | -0.22449
|  | 14 | 0.38 | 29 | 49 | 0.034483 | 0.020408 |  | 14 | 0.57 | 21 | 38 | 0.047619 | 0.026316 |  | 0.45455 | 0.052632 | 0.045455 | -0.27586 | -0.22449
|  | 15 | 0.38 | 29 | 49 | 0.034483 | 0.020408 |  | 15 | 0.55 | 21 | 38 | 0.047619 | 0.026316 |  | 0.45455 | 0.052632 | 0.045455 | -0.27586 | -0.22449
|  | 16 | 0.42 | 29 | 49 | 0.034483 | 0.020408 |  | 16 | 0.55 | 21 | 38 | 0.047619 | 0.026316 |  | 0.45455 | 0.052632 | 0.045455 | -0.27586 | -0.22449
|  |  | window | wall | roof | wall | roof
|  |  | 0.45455 | 0.052632 | 0.045455 |  | 19 |  |  |  | Ref for below text: http://ei.haas.berkeley.edu/events/docs/K.%20Novan.pdf
|  |  | 0.45455 | 0.052632 | 0.045455 |  | 19 |  |  |  | Ceiling insulation requirements increased in 1982 and 2001
|  |  | 0.45455 | 0.052632 | 0.045455 |  | 19 |  |  |  | and wall insulation require- ments increased in 1992 and 2001.
|  |  | 0.45455 | 0.052632 | 0.045455 |  | 19 |  |  |  | The specified infiltration control requirements, which include caulking,
|  |  | 0.45455 | 0.052632 | 0.045455 |  | 19 |  |  |  | weather-stripping, sealing, damping, and gasketing to reduce air leakage,
|  |  | 0.45455 | 0.052632 | 0.045455 |  | 19 |  |  |  | have not changed meaningfully since 1978. Windows are regulated through glazing, area,
For PGE data |  |  | 0.45455 | 0.052632 | 0.045455 |  | 19 |  |  |  | and shading requirements. The 1982 codes essentially introduced
HDD = Heating Degree Days (base 65F) CDD = Cooling Degree Days (base 80F) |  |  | 0.45455 | 0.052632 | 0.045455 | [5 empty] | double-paned window re- quirement because single-paned windows cannot achieve a 0.65 U-factor.
|  |  | 0.45455 | 0.052632 | 0.045455 | [5 empty] | Window standards then changed little from 1982 to 2010.
|  |  | 0.45455 | 0.052632 | 0.045455 | [5 empty] | Maximum window area was essentially 16% of the floor area in the house
|  |  | 0.45455 | 0.052632 | 0.045455 | [5 empty] | throughout this period, and the shading requirements changed only forwindow
|  |  | 0.45455 | 0.052632 | 0.045455 | [5 empty] | sthat get little direct summer sunlight.9 In 2010,the CEC increased the allowable window area by 25% but tightened the glazing standard by 38% to a 0.4 U-factor.10
|  |  | 0.45455 | 0.052632 | 0.045455 |  | 12571.4286 | 42906.2857
0.15 |  |  | 0.45455 | 0.052632 | 0.045455 |  | 2600 | 8873.8 |  | 21 | 11
0.1275 |  |  | 0.45455 | 0.052632 | 0.045455 |  | 1980.9524 | 6760.9905 |  | 6.1529 | 3.223
|  |  | 0.45455 | 0.052632 | 0.045455 | [8 empty] | http://www.energy.ca.gov/2013publications/CEC-400-2013-001/appendices/Appendix_B_Applicable_Tables_and_Language_from_Standards_and_RACM.pdf
| 1 | 2 | 3 | 4 | 5 | 6 | 7 | 8 | 9 | 10 | 11 | 12 | 13
41 | U-factors | CEC Residential Compliance Manual Appendix B, Page B-10
42 |  |  | Prior to 1978 | 1978 - 1983 | 1984 - 1991 | 1992 - 1998 | 1999 -2 000 | 2001 - 2003 | 2004 - 2005 | 2006 - 2012 | 2013-2016 | 2016-2019 | 2020 +
43 |  | Roof/Ceiling | 0.079 | 0.049 | 0.049 | 0.049 | 0.049 | 0.049 | 0.049 | 0.049 | 0.034 | 0.034 | 0.026316 | 0.026316
44 |  | Wall | 0.356 | 0.11 | 0.11 | 0.102 | 0.102 | 0.102 | 0.102 | 0.102 | 0.051 | 0.051 | 0.048 | 0.048
45 |  | Fenestration | 0.99 | 0.99 | 0.99 | 0.99 | 0.99 | 0.99 | 0.99 | 0.99 | 0.5 | 0.36 | 0.3
46 |  | for fenestration - 2016, June 2015 -Buildings EE Standards for residenital and nonresidnetia buildingsTABLE 110.6-A DEFAULT FENESTRATION PRODUCT U-FACTORS | [10 empty] | https://www.energy.ca.gov/2018publications/CEC-400-2018-020/CEC-400-2018-020-CMF.pdf
47
48 |  | space heating EF
49 |  | gas furnace(central( | 0.75 | 0.78 | 0.78 | 0.78 | 0.78 | 0.78 | 0.78 | 0.78 | 0.96 |  |  | 20.8333
50 |  | ER HPSC | 3.413 | 3.413 | 3.413 | 3.413 | 3.413 | 3.413 | 3.413 | 3.413
51 |  | Space Cooling EF(SEER) | 8 | 8 | 8.9 | 9.7 | 9.7 | 9.7 | 9.7 | 13
52 |  | WH EF | 0.525 | 0.525 | 0.525 | 0.525 | 0.575 | 0.575 | 0.575 | 0.575
53 | [11 empty] | 0.026316
54 |  | ER Heater | 1 | 1 | 1 | 1 | 1 | 1 | 1 | 1 |  | 0.033333
55 |  | A/C EF | 2.344 | 2.344 | 2.6077 | 2.8421 | 2.8421 | 2.8421 | 2.8421 | 3.809 |  | 0.076923
56
57 |  | r-value
58 |  | roof | 12.6582 | 20.4082 | 20.4082 | 20.4082 | 20.4082 | 20.4082 | 20.4082 | 20.4082 | 29.4118 | [6 empty] | 300000
59 |  | wall | 2.809 | 9.0909 | 9.0909 | 9.8039 | 9.8039 | 9.8039 | 9.8039 | 9.8039 | 19.6078 |  |  | 8000 | 273.0375 |  |  | 821.9178
60 | [12 empty] | 48000
[8 empty] | 20.4082 | 20.4082 | 20.4082 | 29.4118 |  | 1638.2253
[8 empty] | 9.8039 | 9.8039 | 9.8039 | 19.6078
3710 | [7 empty] | 1.0101 | 1.0101 | 1.0101 | 2
7276.9 |  | 1 | 0.42 |  | 1978
0.50983 |  | 0.7564

## HousingSpecs
1500
38939.46 |  |  |  |  | window share of wall area (%) | 15%
39138.1992 | 198.7392 | 1 | [9 empty] | 1194.5392
|  | NumCZ | 16 |  |  | Exposed Wall area including window (sf) | window (sf) | Roof (sf) | Implied carpet area (sf)
[5 empty] | SF | 2600 | 390 | 1050 | 2100 |  |  | 0.18571 |  | 8.34 |  |  | The bottom is a place holder should be changed
|  | Population (million) | 39 |  | MF | 950 | 142.5 | 525 | 1050 | [7 empty] | Ideally need some kind of weighted avg. u-val of exisitng homes
20155 |  | HH (million) | 8.062
|  | Unoccupied (%) | 0% | [7 empty] | 8000000 | 1000000 |  |  |  |  | Stock average in 2016 | [6 empty] | Stock average in 2016
|  | Occupied HH | 8.062 | [7 empty] | 20000 | 2500 | 1000000
[17 empty] | Single Fam |  |  |  | Attached/TownHouse/Duplex |  |  |  |  | 2-4 apts |  |  |  | 5+apts
[5 empty] | Share of housing by housing type (This is available by county).so far | [6 empty] | Annual Growth (2016-2050) by housing type
| Climate Zone | Population (%) 2016 | Total occupied HH (millions) | Annual Growth (currently place Holder) | SF | MF | 2-4 apts | 5+apts |  | Water Heater (Inc Temp) | Climate Zone | SF | Attached/Townhouse | 2-4 apts | 5+apts | Climate Zones | U-value of Wall (R-13) | U-value of Wall (R-13) | U-value of roof (R-19) | Climate Zones | Roof surface area(R-val) | Exposed wall (R-val) | Windows (R-val) |  | Climate Zones | Roof surface area(R-val) | Exposed wall (R-val) | Windows (R-val) | Climate Zones | Roof surface area(R-val) | Exposed wall (R-val) | Windows (R-val)
0.045829 | 1 | 0.483% | 0.038939 | 0.0051038 | 0.6 | 0.4 | 0.045596 | 0 |  | 75 | 1 |  |  |  |  | 1 | 0.076923 | 0.076923 | 0.052632 | 1 |  |  |  |  | 1 |  |  |  | 1
0.23351 | 2 | 2.461% | 0.19841 | 0.0051038 | 0.6 | 0.4 | 0.23232 |  |  | 75 | 2 |  |  |  |  | 2 | 0.076923 | 0.076923 | 0.052632 | 2 |  |  |  |  | 2 |  |  |  | 2
0.96203 | 3 | 10.14% | 0.81741 | 0.0051038 | 0.6 | 0.4 | 0.95714 |  |  | 75 | 3 |  |  |  |  | 3 | 0.076923 | 0.076923 | 0.052632 | 3 |  |  |  |  | 3 |  |  |  | 3
0.50507 | 4 | 5.323% | 0.42914 | 0.0051038 | 0.6 | 0.4 | 0.5025 |  |  | 75 | 4 |  |  |  |  | 4 | 0.076923 | 0.076923 | 0.052632 | 4 |  |  |  |  | 4 |  |  |  | 4
0.11813 | 5 | 1.245% | 0.10037 | 0.0051038 | 0.6 | 0.4 | 0.11753 |  |  | 75 | 5 |  |  |  |  | 5 | 0.076923 | 0.076923 | 0.052632 | 5 |  |  |  |  | 5 |  |  |  | 5
0.72928 | 6 | 7.686% | 0.61965 | 0.0051038 | 0.6 | 0.4 | 0.72557 |  |  | 75 | 6 |  |  |  |  | 6 | 0.076923 | 0.076923 | 0.052632 | 6 |  |  |  |  | 6 |  |  |  | 6
0.57092 | 7 | 6.017% | 0.48509 | 0.0051038 | 0.6 | 0.4 | 0.56802 |  |  | 75 | 7 |  |  |  |  | 7 | 0.076923 | 0.076923 | 0.052632 | 7 |  |  |  |  | 7 |  |  |  | 7
1.1743 | 8 | 12.38% | 0.99775 | 0.0051038 | 0.6 | 0.4 | 1.1683 |  |  | 75 | 8 |  |  |  |  | 8 | 0.076923 | 0.076923 | 0.052632 | 8 |  |  |  |  | 8 |  |  |  | 8
1.5172 | 9 | 15.99% | 1.2891 | 0.0051038 | 0.6 | 0.4 | 1.5095 |  |  | 75 | 9 |  |  |  |  | 9 | 0.076923 | 0.076923 | 0.052632 | 9 |  |  |  |  | 9 |  |  |  | 9
1.02 | 10 | 10.75% | 0.86666 | 0.0051038 | 0.6 | 0.4 | 1.0148 |  |  | 75 | 10 |  |  |  |  | 10 | 0.076923 | 0.076923 | 0.052632 | 10 |  |  |  |  | 10 |  |  |  | 10
0.27023 | 11 | 2.848% | 0.22961 | 0.0051038 | 0.6 | 0.4 | 0.26886 |  |  | 75 | 11 |  |  |  |  | 11 | 0.076923 | 0.076923 | 0.052632 | 11 |  |  |  |  | 11 |  |  |  | 11
1.1862 | 12 | 12.5% | 1.0079 | 0.0051038 | 0.6 | 0.4 | 1.1802 |  |  | 50 | 12 |  |  |  |  | 12 | 0.076923 | 0.076923 | 0.052632 | 12 |  |  |  |  | 12 |  |  |  | 12
0.59691 | 13 | 6.291% | 0.50718 | 0.0051038 | 0.6 | 0.4 | 0.59388 |  |  | 75 | 13 |  |  |  |  | 13 | 0.076923 | 0.076923 | 0.052632 | 13 |  |  |  |  | 13 |  |  |  | 13
0.22459 | 14 | 2.367% | 0.19083 | 0.0051038 | 0.6 | 0.4 | 0.22345 |  |  | 75 | 14 |  |  |  |  | 14 | 0.076923 | 0.076923 | 0.052632 | 14 |  |  |  |  | 14 |  |  |  | 14
0.167 | 15 | 1.76% | 0.14189 | 0.0051038 | 0.6 | 0.4 | 0.16615 |  |  | 75 | 15 |  |  |  |  | 15 | 0.076923 | 0.076923 | 0.052632 | 15 |  |  |  |  | 15 |  |  |  | 15
0.16728 | 16 | 1.763% | 0.14213 | 0.0051038 | 0.6 | 0.4 | 0.16643 |  |  | 75 | 16 |  |  |  |  | 16 | 0.076923 | 0.076923 | 0.052632 | 16 |  |  |  |  | 16 |  |  |  | 16
9.4885 |  | 1 | 8.0621 | 0.081661
|  | 69.44% | 10.14% | 3 | San Francisco |  | 3 | 10.14%
|  | 17.63% | 5.323% | 4 | San Jose |  | 6 | 7.686%
|  | 87.07% | 7.686% | 6 | Los Angeles |  | 9 | 15.99%
|  |  | 6.017% | 7 | San Diego |  | 12 | 12.5% | [8 empty] | Stock average in 2050 | [6 empty] | Stock average in 2050
|  |  | 12.38% | 8 | Long Beach
| Climate Zone |  | 15.99% | 9 | SoCal Inland Valley | LA Civic Center |  | 46.32%
| 1 |  | 10.75% | 10 | Riverside
| 2 |  | 12.5% | 12 | Sacremento
3
| 4 |  | 0.483% | 1
| 5 |  | 2.461% | 2 |  |  |  |  | 203 | Million tons
| 6 |  | 1.763% | 16 |  |  |  |  | 3600 | Million $
| 7 |  | 1.76% | 15
| 8 | [7 empty] | 17.734
9
| 10 |  | 1.245% | 5
| 11 |  | 2.848% | 11
| 12 |  | 6.291% | 13
| 13 |  | 2.367% | 14
14
15
16
Climate Zone
1
2
3
4
5
6
7
8
9
10
11
12
13
14
15
16
Note on I6: Shuba: ssuming townhouse..i guess.

## App_Saturation
| # HH | 8.062 | (Millions)
1 | 1 | 2 | 3 | 4 | 5 | 6 | 7 |  |  |  |  | EIA - Navigant Appliances EF and Costs |  |  | NREL Electric Appliances Space Coniditioners, 2017 |  |  |  | Paige Jadun, Colin McMillan, Daniel Steinberg, Matteo Muratori, Laura Vimmerstedt, and Trieu Mai
2
3 | [11 empty] | For North Central AC |  |  | Electrification Futures Study: End-Use Electric Technology Cost and Performance Projections through 2050
4 | CZ | Pop of CZ in 2060 (with Heat %) | Pop Of CZ with Cooling in 2016(%) | Pop WithHeating in 2050 (%) | Pop with Cooling in 2050 |  | 0.5 |  |  |  |  | Not hot dry or humid |  |  |  | High | Energy Star_high |  |  | Paige Jadun, Colin McMillan, Daniel Steinberg, Matteo Muratori, Laura Vimmerstedt, and Trieu Mai
5 | 1 | 1 | 0.3136 | 1 | 0.38692 | 0.0065868 | 0.0068 | 0.4136 | 0.1 |  |  |  | 2009 |  |  | 2017 | 2020 | Tonnage |  | National Renewable Energy Laborator
| 2 | 1 | 0.48101 | 1 | 0.59346 | 0.0065868 | 0.0068 | 0.58101 | 0.1 |  | Typical Capacity kBTU/hr |  | 36 |  | 36 | 36 | 36 | 4 (RMI, 2018) |  | Suggested Citation
| 3 | 1 | 0.334 | 1 | 0.41208 | 0.0065868 | 0.0068 | 0.434 | 0.1 |  | SEER |  | 11.4 |  | 15 | 16.5 | 16.5 |  | 3.412
| 4 | 1 | 0.48564 | 1 | 0.59918 | 0.0065868 | 0.0068 | 0.58564 | 0.1 |  | Retail Cost (2017$) |  | 1750 |  | 2650 |  | 3200 |  |  | Jadun, Paige, Colin McMillan, Daniel Steinberg, Matteo Muratori, Laura Vimmerstedt, and Trieu Mai. 2017. Electrification Futures Study: End-Use Electric Technology Cost and Performance Projections through 2050. Golden, CO: National Renewable Energy Laboratory. NREL/TP-6A20-70485. https://www.nrel.gov/docs/fy18osti/70485.pdf.
| 5 | 1 | 0.40695 | 1 | 0.50209 | 0.0065868 | 0.0068 | 0.50695 | 0.1 |  | Installed Cost |  | 2150 |  | 4000 |  | 4650
| 6 | 1 | 0.48346 | 1 | 0.59648 | 0.0065868 | 0.0068 | 0.58346 | 0.5
| 7 | 1 | 0.41734 | 1 | 0.51491 | 0.0065868 | 0.0068 | 0.51734 | 0.5 |  | Avg Life |  | 11 to 25 years | [5 empty] | NREL electrificaiton study
| 8 | 1 | 0.54484 | 1 | 0.67222 | 0.0065868 | 0.0068 | 0.64484 | 0.5
| 9 | 1 | 0.66037 | 1 | 0.81476 | 0.0065868 | 0.0068 | 0.76037 | 0.5
| 10 | 1 | 0.67716 | 1 | 0.83547 | 0.0065868 | 0.0068 | 0.77716 | 0.5 |  |  |  | THE EF are from EAI, NREL and RMI
| 11 | 1 | 0.7441 | 1 | 0.91805 | 0.0065868 | 0.0068 | 0.8441 | 0.5 |  | Air source heat pumps
| 12 | 1 | 0.67324 | 1 | 0.83064 | 0.0065868 | 0.0068 | 0.77324 | 0.5 | [5 empty] | Energy Star | High | Energy Star | Tonnage
| 13 | 1 | 0.65058 | 1 | 0.80267 | 0.0065868 | 0.0068 | 0.75058 | 0.5 |  |  |  | 2009 |  | 2017 |  | 2020 | 2 (RMI , 2018)
| 14 | 1 | 0.68768 | 1 | 0.84845 | 0.0065868 | 0.0068 | 0.78768 | 0.5 |  | Typical Capacity kBTU/hr |  | 36 |  | 36 |  | 36
| 15 | 1 | 0.71812 | 1 | 0.886 | 0.0065868 | 0.0068 | 0.81812 | 0.6 |  | SEER |  | 12 |  | 18 | 19.9 | 19
| 16 | 1 | 0.56473 | 1 | 0.69675 | 0.0065868 | 0.0068 | 0.66473 | 0.1 |  | HPSF |  | 7 |  | 8.5 | 10.3 | 10
[11 empty] | Retail Cost (2017$) |  | 2550 |  | 3500 | 4550 | 4550
[11 empty] | Installed Cost |  | 3000 |  | 4950 | 6100 | 6100
|  |  | 0.57138 | 1 | 0.70496 |  |  | 0.67138
| CZ | Pop of CZ in 2060 (with Heat %) | Pop Of CZ with Cooling in 2016(%) | Pop WithHeating in 2050 (%) | Pop with Cooling in 2050 | [5 empty] | Avg :ofe |  | 9 to 22
| 1 | 1 | #VALUE! | 1 | #VALUE! |  | 1 | BTU |  | 0.25
| 2 | 1 | -0.1 | 1 | -0.1
| 3 | 1 | #VALUE! | 1 | #VALUE! |  | 1 | therm |  | 1.3 |  |  | 3.3411 | 0 | 4.3962 | 4.8359 | 4.8359
| 4 | 1 | -0.1 | 1 | -0.1 |  |  |  |  | 5.2e-05
| 5 | 1 | -0.1 | 1 | -0.1 |  |  |  |  | 31.2 |  |  | 3.517 | 0 | 5.2755 | 5.8324 | 5.5686
| 6 | 1 | -0.1 | 1 | -0.1
| 7 | 1 | -0.1 | 1 | -0.1
| 8 | 1 | -0.1 | 1 | -0.1
| 9 | 1 | -0.1 | 1 | -0.1
| 10 | 1 | -0.1 | 1 | -0.1
| 11 | 1 | -0.1 | 1 | -0.1
| 12 | 1 | -0.1 | 1 | -0.1
| 13 | 1 | -0.1 | 1 | -0.1
| 14 | 1 | -0.1 | 1 | -0.1
| 15 | 1 | -0.1 | 1 | -0.1
| 16 | 1 | -0.1 | 1 | -0.1

## HDD_CDD (2)
| Fahrenheit | From Janey reyna's Nature Comm (CDD And HDD for |  |  | Fahr | [5 empty] | centrigrade |  |  |  | Centigrade | [16 empty] | 49135 | 6141.8 | 6141.8 | 4913.4 | 614.18 | 614.18 | 545.9 | 68.24 | 68.24
Climate Zone | HDD (2010-2020) | HDD (2045-2055) | ANNUAL CHANGE |  | CDD (2010-2020) | CDD (2045-2055) | ANNUAL CHANGE |  |  | Zone | HDD (2010-2020) | HDD (2045-2055) |  | Zone | CDD (2010-2020) | CDD (2045-2055) |  |  |  | heating | [11 empty] | 1 | 2 | 22 | 3 | 4 | 44 | 5 | 6 | 66 | 7 | 77
1 | 4167.32 | 3495.74 | -0.5008% | 671.58 | 64.7762 | 1496.8506 | 9.387% | 1 |  | 1 | 2297.4 | 1924.3 |  | 1 | 18.209 | 59.249 |  |  |  | NG | ER | HP | HPCombo | total |  |  | 49135 | 179346 |  | 3510.389 |  | 2861.4 | 357.7 | 3.97 | 244.8 | 30.6 | 0.4 | 10.2 | 1.275 | 0.044
2 | 3809.66 | 3250.76 | -0.4523% | 558.9 | 444.236 | 2094.7493 | 4.531% | 2 |  | 2 | 2098.7 | 1788.2 |  | 2 | 229.02 | 390.89 |  |  | 2020 | 0.9 | 0.1 | 0 | 0 | 1 |  |  | 6141.8 | 22418.31 | [18 empty] | devices
3 | 2953.22 | 2331.32 | -0.6733% | 621.9 | 177.809 | 449.1762 | 2.683% | 3 |  | 3 | 1622.9 | 1277.4 |  | 3 | 81.005 | 194.14 |  |  | 2030 | 0.9 | 0.1 | 0 | 0 | 1 |  |  | 4913.4 | 17934.6 |  |  |  | 58235.4737 | 58240.2553 | 646.3903 | 49822.9332 | 49822.5276 | 651.2749 | 18684.7408 | 18684.0563 | 644.7831 |  | 1 | 1 | 1 | 1 | 38672.8551
4 | 2908.22 | 2364.08 | -0.5901% | 544.14 | 685.058 | 7609.3586 | 7.121% | 4 |  | 4 | 1597.9 | 1295.6 |  | 4 | 362.81 | 586.97 |  |  | 2040 | 0.9 | 0.1 | 0 | 0 | 1 |  |  | 614.18 | 2241.8 | [13 empty] | 1 | 1 | 1 | 1 | 8
5 | 3030.98 | 2357.6 | -0.7153% | 673.38 | 168.7658 | 1739.5649 | 6.893% | 5 |  | 5 | 1666.1 | 1292 |  | 5 | 75.981 | 194.1 |  |  | 2050 | 0.9 | 0.1 | 0 | 0 | 1 |  |  | 545.9 | 1992.7 | [13 empty] | 1 | 1 | 1 | 1 | 8
6 | 1460 | 1027.5412 | -0.9986% | 432.4588 | 730 | 4824.2511 | 5.544% | 6 |  | 6 | 815.7 | 568.82 |  | 6 | 380.06 | 621.05 | [10 empty] | 68.24 | 249.09 | [13 empty] | 1 | 1 | 1 | 1 | 8
7 | 1274.9 | 828.86 | -1.223% | 446.04 | 984 | 1444.1008 | 1.102% | 7 |  | 7 | 690.5 | 442.7 |  | 7 | 571.06 | 846.39 |  |  | 392.2232 | [22 empty] | 1 | 1 | 1 | 1 | 8
8 | 1290 | 850.981 | -1.182% | 439.019 | 1300 | 10623.9023 | 6.186% | 8 | 0.061213 | 8 | 701.3 | 456.58 |  | 8 | 647.15 | 958.35
9 | 1160 | 765.0791 | -1.182% | 394.9209 | 1540 | 2242.5405 | 1.08% | 9 |  | 9 | 765.1 | 498.57 |  | 9 | 785.19 | 1151.5 | [10 empty] | 0.061419 | 0.22418
10 | 1680 | 1132.2474 | -1.121% | 547.7526 | 1500 | 2028.5075 | 0.8661% | 10 |  | 10 | 879.68 | 587.07 |  | 10 | 943.06 | 1281.6
11 | 2600.42 | 2161.76 | -0.5265% | 438.66 | 1790.492 | 2341.76 | 0.7698% | 11 |  | 11 | 1426.9 | 1183.2 |  | 11 | 976.94 | 1283.2
12 | 2700 | 2195.8176 | -0.5888% | 504.1824 | 1470 | 1980.2583 | 0.855% | 12 |  | 12 | 1307.1 | 1059.7 |  | 12 | 881.09 | 1193.1
13 | 2217.74 | 1782.23 | -0.6227% | 435.51 | 1470 | 1888.5807 | 0.7185% | 13 |  | 13 | 1214.3 | 972.35 |  | 13 | 1188.9 | 1532.5 | [26 empty] | SFER | 36.68 | 0.23 |  | 7.336 | 0.046
14 | 2704 | 2047.49 | -0.7915% | 656.51 | 1998 | 2461.1924 | 0.5975% | 14 |  | 14 | 1173.9 | 884.57 |  | 14 | 1570.9 | 1939.2 | [26 empty] | Cool |  | 0.12 |  | 0 | 0.024
15 | 1012.856 | 660.902 | -1.212% | 351.954 | 4222.76 | 4997.84 | 0.4826% | 15 |  | 15 | 544.92 | 349.39 |  | 15 | 2328.2 | 2758.8 | [26 empty] | SFNG | 41.27 |  |  | 8.254
16 | 4300 | 3695.5163 | -0.4319% | 604.4837 | 1037 | 1979.8973 | 1.865% | 16 |  | 16 | 3245.9 | 2787.1 |  | 16 | 160.83 | 323.23 | [5 empty] | 248 | [20 empty] | MFNG | 21.5 | ,12 |  | 4.3
[22 empty] | 32 | [20 empty] | MFER | 19.11 |  |  | 3.822
| 1 | 2 | 3 | 4 | 5 | 6 | 7 | 8 | 9 | 10 | 11 | 12 | 13 | 14 | 15 | 16 | 17 | 18 | 19 | 20 | 21 | 22 | 0.1 | 0.2 | 0.2 | 0.2 | 0.3
[43 empty] | Cond | 28.01 | 0.23 |  | 5.602 | 0.046
| POPULATION | 13.9 | this varies with CZ over period till 2050. | [19 empty] | NG | 0.5
| 3: need to map county to climate zone and use % projections; 13: Place holder for code checking…have to use RASS for 2016; 32 22: 0.005; 32 0.1: SF; 32 0.2: 0.5 | [15 empty] | HP | 15.01 |  |  | 3.002
| CZ | Population/CZ(%) | ann pop growth% | OCCupied HH(2016) | U-value of window | U-value of Wall (R-19) | U-value of roof (R-22) | windows U-val (% change?yr) | Wall U-val (% change?yr) | Roofs U-val (% change?yr) |  | CZ | Pop of CZ in 2060 (with Heat %) | Pop Of CZ with Cooling in 2016(%) | Pop WithHeating in 2050 (%) | Pop with Cooling in 2050 |  | 0.5 | 0.425 | [24 empty] | 16.508 |  |  | 16.806
0.060423 | 1 | 0.00483 | 0.00625 | 0.067137 | 0.45455 | 0.052632 | 0.045455 |  |  | 0.83988 |  | 1 | 0.9 | 0.1 | 1 | 0.15 | 0.0032979 | 0.012751 | -0.020612 | 0.93048 | 0.060423 | 0.0067137 | 1 | 0.0016784 | 0.00016784 | 0.0015106 | 0.0067137 | 272 | 32 | 304 |  | 5372 | 672 | 6044
0.30787 | 2 | 0.02461 | 0.00625 | 0.34208 | 0.45455 | 0.052632 | 0.045455 |  |  |  |  | 2 | 0.9 | 0.1 | 1 | 0.15 | 0.0032979 | 0.012751 | 0.63264 | 0.94172 | 0.30787 | 0.034208 | 2 | 0.008552 | 0.0008552 | 0.0076968 | 0.034208 | [15 empty] | 4 NG | 33.016 |  |  | 3.002
1.2684 | 3 | 0.10139 | 0.00625 | 1.4093 | 0.45455 | 0.052632 | 0.045455 |  |  |  |  | 3 | 0.9 | 0.1 | 1 | 0.15 | 0.0032979 | 0.012751 | 0.25524 | 0.63719 | 1.2684 | 0.14093 | 3 | 0.035233 | 0.0035233 | 0.03171 | 0.14093
0.66591 | 4 | 0.05323 | 0.00625 | 0.7399 | 0.45455 | 0.052632 | 0.045455 |  |  |  |  | 4 | 0.9 | 0.1 | 1 | 0.15 | 0.0032979 | 0.012751 | 0.79209 | 0.944 | 0.66591 | 0.07399 | 4 | 0.018497 | 0.0018497 | 0.016648 | 0.07399 | [16 empty] | 24.762 |  |  | 6.004 | 0.092
0.15575 | 5 | 0.01245 | 0.00625 | 0.17305 | 0.45455 | 0.052632 | 0.045455 |  |  |  |  | 5 | 0.9 | 0.1 | 1 | 0.15 | 0.0032979 | 0.012751 | 0.23643 | 0.93744 | 0.15575 | 0.017306 | 5 | 0.0043264 | 0.00043264 | 0.0038937 | 0.017306
0.96152 | 6 | 0.07686 | 0.00625 | 1.0684 | 0.45455 | 0.052632 | 0.045455 |  |  |  |  | 6 | 0.9 | 0.5 | 1 | 0.65 | 0.0032979 | 0.0082326 | 0.81113 | 0.944 | 0.96152 | 0.53418 | 6 | 0.13354 | 0.066772 | 0.066772 | 0.53418 | [16 empty] | 24.762
0.75273 | 7 | 0.06017 | 0.00625 | 0.83636 | 0.45455 | 0.052632 | 0.045455 |  |  |  |  | 7 | 0.9 | 0.5 | 1 | 0.65 | 0.0032979 | 0.0082326 | 0.88167 | 0.92818 | 0.75273 | 0.41818 | 7 | 0.10455 | 0.052273 | 0.052273 | 0.41818 | [16 empty] | 16.508 |  |  | 9.006
1.5482 | 8 | 0.12376 | 0.00625 | 1.7203 | 0.45455 | 0.052632 | 0.045455 |  |  | 6.95 | 2.07 | 8 | 0.9 | 0.5 | 1 | 0.65 | 0.0032979 | 0.0082326 | 0.91969 | 0.944 | 1.5482 | 0.86013 | 8 | 0.21503 | 0.10752 | 0.10752 | 0.86013 | 4240 | 3500 | 7740
2.0003 | 9 | 0.1599 | 0.00625 | 2.2226 | 0.45455 | 0.052632 | 0.045455 |  |  | 9.02 |  | 9 | 0.9 | 0.5 | 1 | 0.65 | 0.0032979 | 0.0082326 | 0.93211 | 0.94253 | 2.0003 | 1.1113 | 9 | 0.27783 | 0.13891 | 0.13891 | 1.1113
1.3448 | 10 | 0.1075 | 0.00625 | 1.4943 | 0.45455 | 0.052632 | 0.045455 |  |  | 0.55679 |  | 10 | 0.9 | 0.5 | 1 | 0.65 | 0.0032979 | 0.0082326 | 0.93061 | 0.94123 | 1.3448 | 0.74713 | 10 | 0.18678 | 0.093391 | 0.093391 | 0.74713
0.35628 | 11 | 0.02848 | 0.00625 | 0.39587 | 0.45455 | 0.052632 | 0.045455 |  |  |  |  | 11 | 0.9 | 0.5 | 1 | 0.65 | 0.0032979 | 0.0082326 | 0.93836 | 0.94291 | 0.35628 | 0.19794 | 11 | 0.049484 | 0.024742 | 0.024742 | 0.19794
1.564 | 12 | 0.12502 | 0.00625 | 1.7378 | 0.45455 | 0.052632 | 0.045455 |  |  |  |  | 12 | 0.9 | 0.5 | 1 | 0.65 | 0.0032979 | 0.0082326 | 0.92935 | 0.9408 | 1.564 | 0.86889 | 12 | 0.21722 | 0.10861 | 0.10861 | 0.86889 | 74 | 417 | 245 | 31 | 52
0.787 | 13 | 0.06291 | 0.00625 | 0.87445 | 0.45455 | 0.052632 | 0.045455 |  |  |  |  | 13 | 0.9 | 0.5 | 1 | 0.65 | 0.0032979 | 0.0082326 | 0.92935 | 0.93979 | 0.787 | 0.43722 | 13 | 0.10931 | 0.054653 | 0.054653 | 0.43722
0.29611 | 14 | 0.02367 | 0.00625 | 0.32901 | 0.45455 | 0.052632 | 0.045455 |  |  |  |  | 14 | 0.9 | 0.5 | 1 | 0.65 | 0.0032979 | 0.0082326 | 0.94096 | 0.94324 | 0.29611 | 0.16451 | 14 | 0.041127 | 0.020563 | 0.020563 | 0.16451
0.22018 | 15 | 0.0176 | 0.00625 | 0.24464 | 0.45455 | 0.052632 | 0.045455 |  |  |  |  | 15 | 0.9 | 0.6 | 1 | 0.65 | 0.0032979 | 0.0025045 | 0.944 | 0.944 | 0.22018 | 0.14678 | 15 | 0.036696 | 0.022018 | 0.014678 | 0.14678 | 488 | 612 | 1100
0.22055 | 16 | 0.01763 | 0.00625 | 0.24506 | 0.45455 | 0.052632 | 0.045455 |  |  |  |  | 16 | 0.9 | 0.1 | 1 | 0.15 | 0.0032979 | 0.012751 | 0.89078 | 0.9408 | 0.22055 | 0.024506 | 16 | 0.0061264 | 0.00061264 | 0.0055138 | 0.024506 | 980 | 124 | 1104
[13 empty] | 0.90001 | 0.41611 | 1 | 0.54294 |  |  |  |  | 12.5101 | 5.7839 |  | 1.446
|  | 13.9001 | 16.9671 |  |  | should change the above by CZ |  | 0 | 0 | [8 empty] | 0.76361 |  |  | 0.90001 | 0.41611 |  | 2.892
All in green - are assumptions | 6: pages 255 and 256 have by cz and material..etc; 13: 2018; 14: 0.5; 16: 9.35; 32 22: 11.9839
and are read into the model - please don't edit anything in this sheet | 6: R-values for walls and roofs as in Page 233 given for low rise residential bulldings; 13: 2050; 14: 1; 16: 0.55325; 32 22: 2396.7878; 32 0.2: 11.5678; 32 0.2: 1668.4201 |  | 172.95 | 86 | 1035.8
| 6: http://www.energy.ca.gov/2015publications/CEC-400-2015-037/CEC-400-2015-037-CMF.pdf; 14: 0.021227 |  | 345 | 173 | 2072
| 5: 32; 6: assuming wood frame and other for wall |  | 345 | 173 | 2072
| 6: wood frame and other for roof as well for all climate zone |  | 345 | 173 | 2072
[29 empty] | 518 | 259 | 3108
Note on F8: Shuba: HDD and CDD are closer LAX…by PGE doc. Similar to Janet Reyna as well
Note on F9: Shuba: changed to San Diego CDD.
Note on F11: Shuba: LA Civic center
Note on F14: Shuba: Stockton cdd and hdd from pge doc
Note on F16: Shuba: Palmdale in CZ 14 by pge ..matches exactly janet Reyna's assumption
Note on F18: Shuba: Used HDD and CDD of Bishop from pge doc matches Janet Rayna

## HDD_CDD _BrianUCI
| Fahrenheit |  |  |  | Fahr | [5 empty] | centrigrade |  |  |  | Centigrade | [16 empty] | 49135 | 6141.8 | 6141.8 | 4913.4 | 614.18 | 614.18 | 545.9 | 68.24 | 68.24
Climate Zone | HDD (2010-2020) | HDD (2045-2055) | ANNUAL CHANGE |  | CDD (2010-2020) | CDD (2045-2055) | ANNUAL CHANGE |  |  | Zone | HDD (2010-2020) | HDD (2045-2055) |  | Zone | CDD (2010-2020) | CDD (2045-2055) |  |  |  | heating | [11 empty] | 1 | 2 | 22 | 3 | 4 | 44 | 5 | 6 | 66 | 7 | 77
1 | 4167.32 | 3495.74 | -0.5008% | -0.16115 | 6 | 138.6482 | 9.387% | 1 |  | 1 | 2297.4 | 1924.3 |  | 1 | 18.209 | 59.249 |  |  |  | NG | ER | HP | HPCombo | total |  |  | 49135 | 179346 |  | 3510.389 |  | 2861.4 | 357.7 | 3.97 | 244.8 | 30.6 | 0.4 | 10.2 | 1.275 | 0.044
2 | 3809.66 | 3250.76 | -0.4523% | -0.14671 | 156 | 735.602 | 4.531% | 2 |  | 2 | 2098.7 | 1788.2 |  | 2 | 229.02 | 390.89 |  |  | 2020 | 0.9 | 0.1 | 0 | 0 | 1 |  |  | 6141.8 | 22418.31 | [18 empty] | devices
3 | 2953.22 | 2331.32 | -0.6733% | -0.21058 | 151 | 381.452 | 2.683% | 3 |  | 3 | 1622.9 | 1277.4 |  | 3 | 81.005 | 194.14 |  |  | 2030 | 0.9 | 0.1 | 0 | 0 | 1 |  |  | 4913.4 | 17934.6 |  |  |  | 58235.4737 | 58240.2553 | 646.3903 | 49822.9332 | 49822.5276 | 651.2749 | 18684.7408 | 18684.0563 | 644.7831 |  | 1 | 1 | 1 | 1 | 38672.8551
4 | 2908.22 | 2364.08 | -0.5901% | -0.1871 | 98 | 1088.546 | 7.121% | 4 |  | 4 | 1597.9 | 1295.6 |  | 4 | 362.81 | 586.97 |  |  | 2040 | 0.9 | 0.1 | 0 | 0 | 1 |  |  | 614.18 | 2241.8 | [13 empty] | 1 | 1 | 1 | 1 | 8
5 | 3030.98 | 2357.6 | -0.7153% | -0.22217 | 37 | 381.38 | 6.893% | 5 |  | 5 | 1666.1 | 1292 |  | 5 | 75.981 | 194.1 |  |  | 2050 | 0.9 | 0.1 | 0 | 0 | 1 |  |  | 545.9 | 1992.7 | [13 empty] | 1 | 1 | 1 | 1 | 8
6 | 1500.26 | 1055.876 | -0.9986% | -0.2962 | 174 | 1149.89 | 5.544% | 6 |  | 6 | 815.7 | 568.82 |  | 6 | 380.06 | 621.05 | [10 empty] | 68.24 | 249.09 | [13 empty] | 1 | 1 | 1 | 1 | 8
7 | 1274.9 | 828.86 | -1.223% | -0.34986 | 1059.908 | 1555.502 | 1.102% | 7 |  | 7 | 690.5 | 442.7 |  | 7 | 571.06 | 846.39 |  |  | 392.2232 | [22 empty] | 1 | 1 | 1 | 1 | 8
8 | 1294.34 | 853.844 | -1.182% | -0.34032 | 215 | 1757.03 | 6.186% | 8 | 0.061213 | 8 | 701.3 | 456.58 |  | 8 | 647.15 | 958.35
9 | 1409.18 | 929.426 | -1.182% | -0.34045 | 1445.342 | 2104.7 | 1.08% | 9 |  | 9 | 765.1 | 498.57 |  | 9 | 785.19 | 1151.5 | [10 empty] | 0.061419 | 0.22418
10 | 1615.424 | 1088.726 | -1.121% | -0.32604 | 1729.508 | 2338.88 | 0.8661% | 10 |  | 10 | 879.68 | 587.07 |  | 10 | 943.06 | 1281.6
11 | 2600.42 | 2161.76 | -0.5265% | -0.16869 | 1790.492 | 2341.76 | 0.7698% | 11 |  | 11 | 1426.9 | 1183.2 |  | 11 | 976.94 | 1283.2
12 | 2384.78 | 1939.46 | -0.5888% | -0.18673 | 1617.962 | 2179.58 | 0.855% | 12 |  | 12 | 1307.1 | 1059.7 |  | 12 | 881.09 | 1193.1
13 | 2217.74 | 1782.23 | -0.6227% | -0.19638 | 2172.02 | 2790.5 | 0.7185% | 13 |  | 13 | 1214.3 | 972.35 |  | 13 | 1188.9 | 1532.5 | [26 empty] | SFER | 36.68 | 0.23 |  | 7.336 | 0.046
14 | 2145.02 | 1624.226 | -0.7915% | -0.24279 | 2859.62 | 3522.56 | 0.5975% | 14 |  | 14 | 1173.9 | 884.57 |  | 14 | 1570.9 | 1939.2 | [26 empty] | Cool |  | 0.12 |  | 0 | 0.024
15 | 1012.856 | 660.902 | -1.212% | -0.34749 | 4222.76 | 4997.84 | 0.4826% | 15 |  | 15 | 544.92 | 349.39 |  | 15 | 2328.2 | 2758.8 | [26 empty] | SFNG | 41.27 |  |  | 8.254
16 | 5874.62 | 5048.78 | -0.4319% | -0.14058 | 321.494 | 613.814 | 1.865% | 16 |  | 16 | 3245.9 | 2787.1 |  | 16 | 160.83 | 323.23 | [5 empty] | 248 | [20 empty] | MFNG | 21.5 | ,12 |  | 4.3
[22 empty] | 32 | [20 empty] | MFER | 19.11 |  |  | 3.822
| 1 | 2 | 3 | 4 | 5 | 6 | 7 | 8 | 9 | 10 | 11 | 12 | 13 | 14 | 15 | 16 | 17 | 18 | 19 | 20 | 21 | 22 | 0.1 | 0.2 | 0.2 | 0.2 | 0.3
[43 empty] | Cond | 28.01 | 0.23 |  | 5.602 | 0.046
| POPULATION | 13.9 | this varies with CZ over period till 2050. | [19 empty] | NG | 0.5
| 3: need to map county to climate zone and use % projections; 13: Place holder for code checking…have to use RASS for 2016; 32 22: 0.005; 32 0.1: SF; 32 0.2: 0.5 | [15 empty] | HP | 15.01 |  |  | 3.002
| CZ | Population/CZ(%) | ann pop growth% | OCCupied HH(2016) | U-value of window | U-value of Wall (R-19) | U-value of roof (R-22) | windows U-val (% change?yr) | Wall U-val (% change?yr) | Roofs U-val (% change?yr) |  | CZ | Pop of CZ in 2060 (with Heat %) | Pop Of CZ with Cooling in 2016(%) | Pop WithHeating in 2050 (%) | Pop with Cooling in 2050 |  | 0.5 | 0.425 | [24 empty] | 16.508 |  |  | 16.806
0.060423 | 1 | 0.00483 | 0.0082 | 0.067137 | 0.45455 | 0.052632 | 0.045455 |  |  | 0.83988 |  | 1 | 0.9 | 0.1 | 1 | 0.2 | 0.0030148 | 0.020002 | 1 | 0.2 |  | 302.1165 | 1 | 75.5291 | 7.5529 | 67.9762 | 302.1165 | 272 | 32 | 304 |  | 5372 | 672 | 6044
0.30787 | 2 | 0.02461 | 0.0082 | 0.34208 | 0.45455 | 0.052632 | 0.045455 |  |  |  |  | 2 | 0.9 | 0.1 | 1 | 0.2 | 0.0030148 | 0.020002 | 1 | 0.2 |  | 1539.3555 | 2 | 384.8389 | 38.4839 | 346.355 | 1539.3555 | [15 empty] | 4 NG | 33.016 |  |  | 3.002
1.2684 | 3 | 0.10139 | 0.0082 | 1.4093 | 0.45455 | 0.052632 | 0.045455 |  |  |  |  | 3 | 0.9 | 0.1 | 1 | 0.5 | 0.0030148 | 0.047058 | 1 | 0.5 |  | 6341.9445 | 3 | 1585.4861 | 158.5486 | 1426.9375 | 6341.9445
0.66591 | 4 | 0.05323 | 0.0082 | 0.7399 | 0.45455 | 0.052632 | 0.045455 |  |  |  |  | 4 | 0.9 | 0.1 | 1 | 0.5 | 0.0030148 | 0.047058 | 1 | 0.5 |  | 3329.5365 | 4 | 832.3841 | 83.2384 | 749.1457 | 3329.5365 | [16 empty] | 24.762 |  |  | 6.004 | 0.092
0.15575 | 5 | 0.01245 | 0.0082 | 0.17305 | 0.45455 | 0.052632 | 0.045455 |  |  |  |  | 5 | 0.9 | 0.1 | 1 | 0.5 | 0.0030148 | 0.047058 | 1 | 0.5 |  | 778.7475 | 5 | 194.6869 | 19.4687 | 175.2182 | 778.7475
0.96152 | 6 | 0.07686 | 0.0082 | 1.0684 | 0.45455 | 0.052632 | 0.045455 |  |  |  |  | 6 | 0.9 | 0.5 | 1 | 0.7 | 0.0030148 | 0.0096599 | 1 | 0.7 |  | 4807.593 | 6 | 1201.8983 | 600.9491 | 600.9491 | 4807.593 | [16 empty] | 24.762
0.75273 | 7 | 0.06017 | 0.0082 | 0.83636 | 0.45455 | 0.052632 | 0.045455 |  |  |  |  | 7 | 0.9 | 0.5 | 1 | 0.7 | 0.0030148 | 0.0096599 | 1 | 0.7 |  | 3763.6335 | 7 | 940.9084 | 470.4542 | 470.4542 | 3763.6335 | [16 empty] | 16.508 |  |  | 9.006
1.5482 | 8 | 0.12376 | 0.0082 | 1.7203 | 0.45455 | 0.052632 | 0.045455 |  |  | 6.95 | 2.07 | 8 | 0.9 | 0.5 | 1 | 0.7 | 0.0030148 | 0.0096599 | 1 | 0.7 |  | 7741.188 | 8 | 1935.297 | 967.6485 | 967.6485 | 7741.188 | 4240 | 3500 | 7740
2.0003 | 9 | 0.1599 | 0.0082 | 2.2226 | 0.45455 | 0.052632 | 0.045455 |  |  | 9.02 |  | 9 | 0.9 | 0.5 | 1 | 0.7 | 0.0030148 | 0.0096599 | 1 | 0.7 |  | 10001.745 | 9 | 2500.4363 | 1250.2181 | 1250.2181 | 10001.745
1.3448 | 10 | 0.1075 | 0.0082 | 1.4943 | 0.45455 | 0.052632 | 0.045455 |  |  | 0.55679 |  | 10 | 0.9 | 0.5 | 1 | 0.7 | 0.0030148 | 0.0096599 | 1 | 0.7 |  | 6724.125 | 10 | 1681.0312 | 840.5156 | 840.5156 | 6724.125
0.35628 | 11 | 0.02848 | 0.0082 | 0.39587 | 0.45455 | 0.052632 | 0.045455 |  |  |  |  | 11 | 0.9 | 0.5 | 1 | 0.7 | 0.0030148 | 0.0096599 | 1 | 0.7 |  | 1781.424 | 11 | 445.356 | 222.678 | 222.678 | 1781.424
1.564 | 12 | 0.12502 | 0.0082 | 1.7378 | 0.45455 | 0.052632 | 0.045455 |  |  |  |  | 12 | 0.9 | 0.5 | 1 | 0.7 | 0.0030148 | 0.0096599 | 1 | 0.7 |  | 7820.001 | 12 | 1955.0002 | 977.5001 | 977.5001 | 7820.001 | 74 | 417 | 245 | 31 | 52
0.787 | 13 | 0.06291 | 0.0082 | 0.87445 | 0.45455 | 0.052632 | 0.045455 |  |  |  |  | 13 | 0.9 | 0.5 | 1 | 0.7 | 0.0030148 | 0.0096599 | 1 | 0.7 |  | 3935.0205 | 13 | 983.7551 | 491.8776 | 491.8776 | 3935.0205
0.29611 | 14 | 0.02367 | 0.0082 | 0.32901 | 0.45455 | 0.052632 | 0.045455 |  |  |  |  | 14 | 0.9 | 0.5 | 1 | 0.7 | 0.0030148 | 0.0096599 | 1 | 0.7 |  | 1480.5585 | 14 | 370.1396 | 185.0698 | 185.0698 | 1480.5585
0.22018 | 15 | 0.0176 | 0.0082 | 0.24464 | 0.45455 | 0.052632 | 0.045455 |  |  |  |  | 15 | 0.9 | 0.5 | 1 | 0.7 | 0.0030148 | 0.0096599 | 1 | 0.7 |  | 1100.88 | 15 | 275.22 | 137.61 | 137.61 | 1100.88 | 488 | 612 | 1100
0.22055 | 16 | 0.01763 | 0.0082 | 0.24506 | 0.45455 | 0.052632 | 0.045455 |  |  |  |  | 16 | 0.9 | 0.1 | 1 | 0.2 | 0.0030148 | 0.020002 | 1 | 0.2 |  | 1102.7565 | 16 | 275.6891 | 27.5689 | 248.1202 | 1102.7565 | 980 | 124 | 1104
[14 empty] | 0.41435 | 1 | 0.64306
[6 empty] | should change the above by CZ |  | 0 | 0 | [14 empty] | 15637.6564
All in green - are assumptions | 6: pages 255 and 256 have by cz and material..etc; 13: 2018; 14: 0.5; 16: 8.9385; 32 22: 62550.6255
and are read into the model - please don't edit anything in this sheet | 6: R-values for walls and roofs as in Page 233 given for low rise residential bulldings; 13: 2050; 14: 1; 16: 2.25; 32 22: 12510125.1; 32 0.2: 62550.6255; 32 0.2: 0.30855 |  | 172.95 | 86 | 1035.8
| 6: http://www.energy.ca.gov/2015publications/CEC-400-2015-037/CEC-400-2015-037-CMF.pdf; 14: 0.021227; 16: 0.66204 |  | 345 | 173 | 2072
| 5: 32; 6: assuming wood frame and other for wall |  | 345 | 173 | 2072
| 6: wood frame and other for roof as well for all climate zone; 16: 0.51831 |  | 345 | 173 | 2072
[29 empty] | 518 | 259 | 3108

## Space Heating
Planning_area_abbrev | End_use_abbreviation | year | MM_Therms |  | 164.6361
PGE | Central Space Heating | 2016 | 1006.0139 |  | 2288.442 | 1327.2964 | 1194.5667 | 7.2869 | 101.2873 |  |  |  |  | Sat | Heating | Cooling |  | Cooling
SMUD | Central Space Heating | 2016 | 101.4132 |  | 67051.3513 | [9 empty] | 2010 | 2010 | [6 empty] | CDD (2010-2020) | CDD (2045-2055) | ANNUAL CHANGE
SCE | Central Space Heating | 2016 | 707.6371 |  | 38889.7838 | [8 empty] | 1 | 0.9 | 0.1 | 1 | 0.27056 |  |  |  |  | 64.7762 | 138.6482 | 2.198%
LADWP | Central Space Heating | 2016 | 272.8738 | [10 empty] | 2 | 0.9 | 0.1 | 1 | 0.21357 |  |  |  |  | 444.236 | 735.602 | 1.451%
SDGE | Central Space Heating | 2016 | 129.7275 | [10 empty] | 3 | 0.9 | 0.1 | 1 | 0.32805 |  |  |  |  | 177.809 | 381.452 | 2.205%
IID | Central Space Heating | 2016 | 42.1077 | [10 empty] | 4 | 0.9 | 0.1 | 1 | 0.15494 |  |  |  |  | 685.058 | 1088.546 | 1.332%
BUGL | Central Space Heating | 2016 | 18.6292 | [10 empty] | 5 | 0.9 | 0.1 | 1 | 0.33814 |  |  |  |  | 168.7658 | 381.38 | 2.357%
PASD | Central Space Heating | 2016 | 10.0396 | [10 empty] | 6 | 0.9 | 0.5 | 1 | 0.54692 |  |  |  |  | 730 | 1172.1971 | 1.362%
[14 empty] | 7 | 0.9 | 0.5 | 1 | 0.52171 |  |  |  |  | 984 | 1444.1008 | 1.102%
Total HH stock |  | 13.9 | [11 empty] | 8 | 0.9 | 0.5 | 1 | 0.5072 |  |  |  |  | 1300 | 1908.427 | 1.103%
[14 empty] | 9 | 0.9 | 0.5 | 1 | 0.50307 |  |  |  |  | 1540 | 2242.5405 | 1.08%
RASS 2009 |  | UEC | [5 empty] | Saturation | [5 empty] | 10 | 0.9 | 0.5 | 1 | 0.50437 |  |  |  |  | 1500 | 2028.5075 | 0.8661%
Elec UEC |  | SF | Town Home | 2-4 apts | 5+apts | Mobile homes |  | SF | Town Home | 2-4 apts | 5+apts | Mobile homes |  | 11 | 0.9 | 0.5 | 1 | 0.50179 |  |  |  |  | 1790.492 | 2341.76 | 0.7698%
[14 empty] | 12 | 0.9 | 0.5 | 1 | 0.50487 |  |  |  |  | 1470 | 1980.2583 | 0.855%
Conv E Heat |  | 1494 | 724 | 584 | 658 | 1150 |  | 0.04 | 0.06 | 0.15 | 0.23 | 0.1 |  | 13 | 0.9 | 0.5 | 1 | 0.50525 |  |  |  |  | 1470 | 1888.5807 | 0.7185%
HP Eheat |  | 1077 | 392 | 315 | 335 | 1031 |  | 0.01 | 0.01 | 0.02 | 0.05 | 0.03 |  | 14 | 0.9 | 0.5 | 1 | 0.50106 |  |  |  |  | 1998 | 2461.1924 | 0.5975%
Central Air |  | 1423 | 713 | 1019 | 749 | 1143 |  | 0.46 | 0.41 | 0.28 | 0.32 | 0.39 |  | 15 | 0.9 | 0.5 | 1 | 0.5 |  |  |  |  | 4222.76 | 4997.84 | 0.4826%
[14 empty] | 16 | 0.9 | 0.1 | 1 | 0.10901 |  |  |  |  | 1037 | 1979.8973 | 1.865%
NG UEC |  | 242 | 114 | 101 | 92 | 216 |  | 0.87 | 0.85 | 0.66 | 0.49 | 0.53
NG UEC (2016) | [17 empty] | paraemters | paraemters
[25 empty] | Num HH | 13.9 | Num HH | 13.9 | Num HH | 13.9 | Num HH | 13.9 | Num HH | 16.9
Conv E Heat (% of SF) |  | 100% | 48.46% | 39.09% | 44.04% | 76.97% | [11 empty] | 0.00349 | 0.944 | [5 empty] | AC Sat | 0.42 | AC Sat | 0.42 |  |  | AC Sat | 0.7 | AC Sat | 0.7
HP Eheat(% of SF) |  | 100% | 36.4% | 29.25% | 31.1% | 95.73% | [11 empty] | 0.00298 | 0.00298 |  |  |  | heating | [5 empty] | -0.08 | 0.08
NG UEC (% of SF) |  | 100% | 47.11% | 41.74% | 38.02% | 89.26% | [18 empty] | 2020 | BAU | 2050 | BAU | 2050 CC |  | 2050 |  | 2050
[15 empty] | Future |  |  |  | 2015 | 2020 | 2030 | 2040 | 2050 |  | Heating | Cooling | Heating | Cooling | Heating | Cooling | Heating | Cooling | Heating | Cooling
Assumption | [10 empty] | Total Homes |  | 13.9 |  | 3 |  |  | SF | 0.58 | 0.58 | 0.5 | 0.5 | 0.5 |  | 0.58 | 0.5 | 0.5 | 0.5 | 0.5 | 0.5 | 0.5 | 0.5 | 0.5 | 0.5
[18 empty] | MF | 0.42 | 0.42 | 0.5 | 0.5 | 0.5 |  | 0.42 | 0.5 | 0.5 | 0.5 | 0.5 | 0.5 | 0.5 | 0.5 | 0.5 | 0.5
Residential NG Demand |  | 1950.0599 | 111.0475 | 113.1303 | 293.2853 | 120.92 |  | 2588.443 | [20 empty] | 0 | 0 | 0 | 0 | 0 | 0
share of total ng demand |  | 75.34% | 4.29% | 4.371% | 11.33% | 4.672% |  |  |  |  | SF Home Energy demand |  | 1 |  | 1 |  |  | SF NG | 90% | 89% | 0.7 | 0.4 | 0.2 |  | 90% | 0 | 0.2 | 0 | 0.2 | 0 | 0.2 | 0 | 0.2 | 0
[11 empty] | % SF |  | 0.58 |  | 0.58 |  |  | MF NG | 90% | 89% | 0.7 | 0.4 | 0.2 |  | 90% | 0 | 0.2 | 0 | 0.2 | 0 | 0.2 | 0 | 0.2 | 0
Housign Stock (%) |  | 57.97% | 7.008% | 8.058% | 22.93% | 4.027% | [11 empty] | SF ER | 10% | 9.9% | 0 | 0 | 0 |  | 10%
[11 empty] | MF Home Energy Demand |  | 0.4 |  | 0.4 |  |  | MF ER | 10% | 9.9% | 0 | 0 | 0 |  | 10% |  |  |  | 0 | 0 | 0 | 0 | 0 | 0
Future Housing Growth | [10 empty] | %MF |  | 0.42 |  | 0.42 |  |  | SF HP | 0% | 1.1% | 30% | 60% | 80% |  | 0% | 80% | 80% | 80% | 0.8 | 0.8 | 0.8 | 0.8 | 0.8 | 0.8
[18 empty] | MF HP | 0% | 1.1% | 30% | 60% | 80% |  | 0% | 80% | 80% | 80% | 0.8 | 0.8 | 0.8 | 0.8 | 0.8 | 0.8
2020 |  | 57.97% | 7.008% | 8.058% | 22.93% | 4.027% |  |  |  |  | Total Energy Demand of All homes |  | 0.748 |  | 0.748 | [13 empty] | 0 | 0 | 0 | 0 | 0 | 0
2030
|  | 57.97% | 40.48% | 3.595% | [6 empty] | Total Energy For all Homes |  | 10.3972 |  | 2.244 |  |  | SF Homes NG | 0.522 | 0.5162 | 0.35 | 0.2 | 0.1 |  | 0.522 | 0 | 0.1 | 0 | 0.1 | 0 | 0.1 | 0 | 0.1 | 0
|  | 1.092 | [15 empty] | MF Homes NG | 0.378 | 0.3738 | 0.35 | 0.2 | 0.1 |  | 0.378 | 0 | 0.1 | 0 | 0.1 | 0 | 0.1 | 0 | 0.1 | 0
[18 empty] | SF Homes ER | 0.058 | 0.05742 | 0 | 0 | 0 |  | 0.058 | 0 | 0 | 0 | 0 | 0 | 0 | 0 | 0 | 0
[18 empty] | MF Homes ER | 0.042 | 0.04158 | 0 | 0 | 0 |  | 0.042 | 0 | 0 | 0 | 0 | 0 | 0 | 0 | 0 | 0
| SF | 8.004 | 1 | [14 empty] | SF Homes HP | 0 | 0.00638 | 0.15 | 0.3 | 0.4 |  | 0 | 0.21 | 0.4 | 0.21 | 0.4 | 0.21 | 0.4 | 0.35 | 0.4 | 0.35
| multi-fam | 5.896 | 0.4 | [14 empty] | MF Homes HP | 0 | 0.00462 | 0.15 | 0.3 | 0.4 |  | 0 | 0.21 | 0.4 | 0.21 | 0.4 | 0.21 | 0.4 | 0.35 | 0.4 | 0.35
| new | 0.5 | 1
|  | 2.5 | 0.4 | [14 empty] | Total | 1 | 1 | 1 | 1 | 1 |  | 1 | 0.42 | 1 | 0.42
[18 empty] | SF Energy | 1 | 1 | 1 | 1 | 1 |  | 1 | 1 | 1 | 1 | 0.92 | 1.08 | 0.92 | 1.08 | 0.92 | 1.08
|  |  | 70.19% | [14 empty] | MF Energy (%) | 0.4 | 0.4 | 0.4 | 0.4 | 0.4 |  | 0.4 | 0.4 | 0.4 | 0.4 | 0.368 | 0.432 | 0.368 | 0.432 | 0.368 | 0.432
[18 empty] | SF Energy | 2900 | 2884.05 | 2125 | 1750 | 1500 |  | 2900 | 525 | 1500 | 525 | 1380 | 567 | 1380 | 945 | 1380 | 945
[18 empty] | MF Energy | 840 | 835.38 | 850 | 700 | 600 |  | 840 | 210 | 600 | 210 | 552 | 226.8 | 552 | 378 | 552 | 378
[18 empty] | Total Energy | 3740 | 3719.43 | 2975 | 2450 | 2100 |  | 3740 | 735 | 2100 | 735 | 1932 | 793.8 | 1932 | 1323 | 1932 | 1323
[29 empty] | -8% | 8% | -8% | 80% | -8% | 80%
[18 empty] | SF NG eng/home | 5000 | 5000 | 5000 | 5000 | 5000 |  | 5000 | 5000 | 5000 | 5000 | 5000 | 5000 | 5000 | 5000 | 5000 | 5000
[18 empty] | SF ER eng/home | 5000 | 5000 | 5000 | 5000 | 5000 |  | 5000 | 5000 | 5000 | 5000 | 5000 | 5000 | 5000 | 5000 | 5000 | 5000
[18 empty] | SF HP eng/home | 2500 | 2500 | 2500 | 2500 | 2500 |  | 2500 | 2500 | 2500 | 2500 | 2500 | 2500 | 2500 | 2500 | 2500 | 2500
[18 empty] | Total State Eng | 40310 | [5 empty] | 40310 | 7297.5 | 20850 | 7297.5 | 19182 | 7881.3 | 19182 | 13135.5 | 23322 | 15970.5
[19 empty] | 11676 | [5 empty] | 11676 | 2919 | 8340 | 2919 | 2823.5904 | 3152.52 | 2823.5904 | 2269.8144 | 3432.9984 | 2759.7024
[19 empty] | 51986 | [5 empty] | 51986 | 10216.5 | 29190 | 10216.5 | 22005.5904 | 11033.82 | 22005.5904 | 15405.3144 | 26754.9984 | 18730.2024
[27 empty] | -43.85% | 0% | -57.67% | 8% | -57.67% | 50.79% | -48.53% | 83.33%
[33 empty] | 21.58% | 21.58%

## Sheet5
https://www.eia.gov/dnav/ng/ng_cons_sum_dcu_SCA_a.htm
[5 empty] | 2013 | 2014 | 2015 | 2016 | 2017 | 2018
Show Data By: |  |  |  |  | 2013 | 2014 | 2015 | 2016 | 2017 | 2018
|  |  | Data Series | Area
California
| Total Consumption |  |  |  | 2415571 | 2339392 | 2301217 | 2172889 | 2110829
Lease and Plant Fuel
| Lease Fuel |  |  |  | 49846 | 42989 | 43838 | 40830 | 41817
| Plant Fuel |  |  |  | 2834 | 2361 | 1861 | 1545 | 1400
| Pipeline & Distribution Use |  |  |  | 10471 | 23208 | 17295 | 22112 | 19319
| Volumes Delivered to Consumers |  |  |  | 2352421 | 2270834 | 2238223 | 2108402 | 2048294 | NA
| Residential |  |  |  | 481773 | 397489 | 401172 | 411828 | 431005 | NA
| Commercial |  |  |  | 254845 | 237675 | 235791 | 236967 | 237360 | 248307
| Industrial |  |  |  | 775969 | 788817 | 777102 | 774503 | 760661 | 761086
| Vehicle Fuel |  |  |  | 14121 | 15331 | 18225 | 19086 | 22096 | 19819
| Electric Power |  |  |  | 825713 | 831522 | 805933 | 666017 | 597171 | 629469
[5 empty] | 20.48% | 17.5% | 17.92% | 19.53% | 21.04%
[5 empty] | 10.83% | 10.47% | 10.53% | 11.24% | 11.59%
CA ARB
MMTON co2e
| Res | 24 | 5.594%
| Com | 14 | 3.263%
| Res Electricity | 43.7 | 0.10186
Total
Total | MMTon state | 429
Res Elec |  | 90000 | GWh
Com Elec |  | 100000 | GWh
|  | 190000 | GWH
CI of elec | 0.23 | 43.7

## HousingTypeCounty
| POPULATION |  |  | HOUSING UNITS
County / City | Total | Household | Group Quarters | Total | Single Detached | Single Attached | Two to Four | Five Plus | Mobile Homes | Occupied | Vacancy Rate | Persons per Household | Clilmate zone | Single Detached | Single Attached | Two to Four | Five Plus | Mobile Homes | Occupied |  | CZ
Alameda County | 1627865 | 1588787 | 39078 | 593662 | 314135 | 45852 | 65714 | 160106 | 7855 | 569029 | 4.1% | 2.79 | 3 | 52.91% | 7.72% | 11.07% | 26.97% | 1.32% |  | 2.4% | 12,3 | 4.1% |  | 12 | By CZ order
Alpine County | 1166 | 1142 | 24 | 1778 | 1050 | 18 | 45 | 631 | 34 | 493 | 72.3% | 2.32 | 16 | 59.06% | 1.01% | 2.53% | 35.49% | 1.91% |  | 2.1% | 16 | 0% |  | 16 | Row Labels | Sum of Population | Pop share
Amador County | 37707 | 34508 | 3199 | 18170 | 14897 | 559 | 605 | 690 | 1419 | 14349 | 21% | 2.4 | 12 | 81.99% | 3.08% | 3.33% | 3.8% | 7.81% |  | 8.5% | 12,16 | 0.1% | 0% | 16 | 1 | 182579 | 0.5% |  | 1.4% | County | Climate Zone | Area | Percentage
Butte County | 224601 | 219144 | 5457 | 98263 | 61312 | 3112 | 8956 | 10696 | 14187 | 88666 | 9.8% | 2.47 | 11 | 62.4% | 3.17% | 9.11% | 10.89% | 14.44% |  | 2.4% | 11,16 | 0.6% | 0.3% |  | 2 | 930704 | 2.5% |  | 2.1% | Alameda | 12 | 1677185274 | 54.46%
Calaveras County | 45207 | 44708 | 499 | 27752 | 24138 | 366 | 670 | 392 | 2186 | 18906 | 31.9% | 2.36 | 12 | 86.98% | 1.32% | 2.41% | 1.41% | 7.88% |  | 1.1% | 12,16 | 0.1% | 0% | 1 | 3 | 3832373 | 10.3% |  | 8.8% | Alameda | 3 | 1401449711 | 45.51%
Colusa County | 21948 | 21688 | 260 | 8110 | 5996 | 119 | 735 | 477 | 783 | 7263 | 10.4% | 2.99 | 11 | 73.93% | 1.47% | 9.06% | 5.88% | 9.65% |  | 1.2% | 11 | 0.1% |  | 11 | 4 | 1985365 | 5.3% |  | 5.1% | Alameda | 4 | 1004137 | 0.03%
Contra Costa County | 1123429 | 1112809 | 10620 | 409783 | 273150 | 31781 | 28603 | 68980 | 7269 | 392848 | 4.1% | 2.83 | 3 | 66.66% | 7.76% | 6.98% | 16.83% | 1.77% |  | 0.9% | 3,12 | 2.9% |  | 3 | 5 | 419030 | 1.1% |  | 1.8% | Alpine | 16 | 3156004647 | 100%
Del Norte County | 26811 | 23947 | 2864 | 11268 | 6847 | 273 | 823 | 797 | 2528 | 9744 | 13.5% | 2.46 | 1 | 60.76% | 2.42% | 7.3% | 7.07% | 22.44% |  | 10.7% | 1,16 | 0.1% | 0.1% | 16 | 6 | 2848988 | 7.7% |  | 0% | Amador | 12 | 1694388368 | 66.12%
El Dorado County | 183750 | 182073 | 1677 | 89675 | 73598 | 1390 | 4871 | 5730 | 4086 | 69637 | 22.3% | 2.61 | 12 | 82.07% | 1.55% | 5.43% | 6.39% | 4.56% |  | 0.9% | 12,16 | 0.5% | 0.3% | 16 | 7 | 2161364 | 5.8% |  | 0% | Amador | 16 | 868138731 | 33.88%
Fresno County | 984541 | 967164 | 17377 | 327579 | 221088 | 7464 | 33522 | 50625 | 14880 | 302936 | 7.5% | 3.19 | 13 | 67.49% | 2.28% | 10.23% | 15.45% | 4.54% |  | 1.8% | 4,13,16 | 2.5% | 0.8% | 13 | 8 | 4620956 | 12.4% |  | 0% | Butte | 11 | 5420321178 | 73.85%
Glenn County | 28668 | 28364 | 304 | 11079 | 7872 | 213 | 826 | 767 | 1401 | 10019 | 9.6% | 2.83 | 1 | 71.05% | 1.92% | 7.46% | 6.92% | 12.65% |  | 1.1% | 11,16 | 0.1% | 0% | 11 | 9 | 5910720 | 15.9% |  | 0% | Butte | 16 | 1919711439 | 26.15%
Humboldt County | 135116 | 129574 | 5542 | 62502 | 42405 | 2085 | 6207 | 5680 | 6125 | 55986 | 10.4% | 2.31 | 1 | 67.85% | 3.34% | 9.93% | 9.09% | 9.8% |  | 4.1% | 13,14 | 0.3% |  |  | 10 | 4008503 | 10.8% |  | 14.4% | Calaveras | 12 | 3445246562 | 79.09%
Imperial County | 185831 | 177088 | 8743 | 57174 | 35411 | 1907 | 4782 | 7415 | 7659 | 49811 | 12.9% | 3.56 | 15 | 61.94% | 3.34% | 8.36% | 12.97% | 13.4% |  | 4.7% | 15 | 0.5% |  | 15 | 11 | 1058094 | 2.8% |  | 1.3% | Calaveras | 16 | 910965356 | 20.91%
Inyo County | 18650 | 18224 | 426 | 9502 | 5633 | 216 | 596 | 479 | 2578 | 8010 | 15.7% | 2.28 | 16 | 59.28% | 2.27% | 6.27% | 5.04% | 27.13% |  | 2.3% | 16 | 0% | 0% | 16 | 12 | 4702845 | 12.6% | 12 | 12.9% | Colusa | 11 | 4989134855 | 99.97%
Kern County | 886507 | 854430 | 32077 | 294401 | 209331 | 7350 | 29242 | 25449 | 23029 | 264953 | 10% | 3.22 | 16 | 71.1% | 2.5% | 9.93% | 8.64% | 7.82% |  | 3.6% | 13,14,16 | 2.3% |  |  | 13 | 2357443 | 6.3% |  | 3.7% | Colusa | 12 | 185312 | 0%
Kings County | 150373 | 134361 | 16012 | 45276 | 32898 | 2218 | 3814 | 4352 | 1994 | 42346 | 6.5% | 3.17 | 13 | 72.66% | 4.9% | 8.42% | 9.61% | 4.4% |  | 10.6% | 13,14 | 0.4% |  |  | 14 | 895197 | 2.4% |  | 5.5% | Colusa | 16 | 38819 | 0%
Lake County | 64306 | 63146 | 1160 | 34278 | 23247 | 458 | 1142 | 1607 | 7824 | 26537 | 22.6% | 2.38 | 2 | 67.82% | 1.34% | 3.33% | 4.69% | 22.83% |  | 1.8% | 2 | 0.2% |  | 2 | 15 | 665725 | 1.8% |  | 0.5% | Colusa | 2 | 1431082 | 0.03%
Lassen County | 30780 | 23153 | 7627 | 12742 | 9064 | 296 | 309 | 741 | 2332 | 9762 | 23.4% | 2.37 | 16 | 71.13% | 2.32% | 2.43% | 5.82% | 18.3% |  | 24.8% | 16 | 0.1% | 0.1% | 16 | 16 | 623355 | 1.7% |  | 2.7% | Contra Costa | 12 | 2869769058 | 91.83%
Los Angeles County | 10241335 | 10060831 | 180504 | 3504061 | 1722821 | 230228 | 286298 | 1206417 | 58297 | 3308022 | 5.6% | 3.04 | 6 | 49.17% | 6.57% | 8.17% | 34.43% | 1.66% |  | 1.8% | 6,8,9,14,16 | 26.1% | 5.2% |  | Grand Total | 37203241 | 100% |  | 0% | Contra Costa | 3 | 255386667 | 8.17%
Madera County | 155349 | 147862 | 7487 | 49978 | 39907 | 659 | 3379 | 2614 | 3419 | 44322 | 11.3% | 3.34 | 16 | 79.85% | 1.32% | 6.76% | 5.23% | 6.84% |  | 4.8% | 16 | 0.4% | 0.4% | 16 | [5 empty] | Del Norte | 1 | 1328149475 | 28.15%
Marin County | 262274 | 254342 | 7932 | 111912 | 68577 | 11275 | 8288 | 21794 | 1978 | 103127 | 7.8% | 2.47 | 3 | 61.28% | 10.07% | 7.41% | 19.47% | 1.77% |  | 3% | 2,3 | 0.7% |  | 2 | [5 empty] | Del Norte | 16 | 3390044925 | 71.85%
Mariposa County | 18159 | 17434 | 725 | 10467 | 7034 | 187 | 529 | 309 | 2408 | 7871 | 24.8% | 2.22 | 12 | 67.2% | 1.79% | 5.05% | 2.95% | 23.01% |  | 4% | 12 | 0% |  | 12 | [5 empty] | El Dorado | 11 | 400941 | 0.01%
Mendocino County | 88378 | 86403 | 1975 | 40827 | 28605 | 1370 | 2519 | 2791 | 5542 | 34226 | 16.2% | 2.52 | 2 | 70.06% | 3.36% | 6.17% | 6.84% | 13.57% |  | 2.2% | 2 | 0.2% |  | 2 | [5 empty] | El Dorado | 12 | 2554546404 | 33.51%
Merced County | 271579 | 265835 | 5744 | 84660 | 61305 | 2683 | 7567 | 7523 | 5582 | 79530 | 6.1% | 3.34 | 2 | 72.41% | 3.17% | 8.94% | 8.89% | 6.59% |  | 2.1% | 2 | 0.7% |  | 2 | [5 empty] | El Dorado | 16 | 5069177112 | 66.49%
Modoc County | 9638 | 9286 | 352 | 5252 | 3935 | 109 | 119 | 161 | 928 | 4072 | 22.5% | 2.28 | 16 | 74.92% | 2.08% | 2.27% | 3.07% | 17.67% |  | 3.7% | 16 | 0% | 0% | 16 | [5 empty] | Fresno | 12 | 603251 | 0%
Mono County | 13721 | 13396 | 325 | 14000 | 5296 | 405 | 2688 | 4547 | 1064 | 5879 | 58% | 2.28 | 16 | 37.83% | 2.89% | 19.2% | 32.48% | 7.6% |  | 2.4% | 16 | 0% | 0% | 16 | [5 empty] | Fresno | 13 | 15373879401 | 63.26%
Monterey County | 437178 | 416584 | 20594 | 139435 | 88062 | 8911 | 12496 | 24269 | 5697 | 126182 | 9.5% | 3.3 | 3 | 63.16% | 6.39% | 8.96% | 17.41% | 4.09% |  | 4.7% | 3 | 1.1% |  | 3 | [5 empty] | Fresno | 16 | 8926331012 | 36.73%
Napa County | 142028 | 137113 | 4915 | 55372 | 37880 | 2962 | 4104 | 6630 | 3796 | 50117 | 9.5% | 2.74 | 2 | 68.41% | 5.35% | 7.41% | 11.97% | 6.86% |  | 3.5% | 2 | 0.4% |  | 2 | [5 empty] | Fresno | 4 | 2060431 | 0.01%
Nevada County | 98095 | 96881 | 1214 | 53347 | 44179 | 840 | 2250 | 2911 | 3167 | 40167 | 24.7% | 2.41 | 16 | 82.81% | 1.57% | 4.22% | 5.46% | 5.94% |  | 1.2% | 11,16 | 0.2% | 0.1% | 11 | [5 empty] | Glenn | 11 | 4268168697 | 73.64%
Orange County | 3183011 | 3133187 | 49824 | 1075705 | 544263 | 129191 | 92887 | 275866 | 33492 | 1024810 | 4.7% | 3.06 | 6 | 50.6% | 12.01% | 8.63% | 25.65% | 3.11% |  | 1.6% | 6,8 | 8.1% | [7 empty] | Glenn | 16 | 1527423355 | 26.35%
Placer County | 373796 | 370029 | 3767 | 159959 | 124732 | 4195 | 8421 | 18345 | 4266 | 139235 | 13% | 2.66 | 16 | 77.98% | 2.62% | 5.26% | 11.47% | 2.67% |  | 1% | 16 | 1% | 1% | 16 | [5 empty] | Glenn | 2 | 503944 | 0.01%
Plumas County | 19879 | 19588 | 291 | 15781 | 12206 | 393 | 331 | 667 | 2184 | 8540 | 45.9% | 2.29 | 16 | 77.35% | 2.49% | 2.1% | 4.23% | 13.84% |  | 1.5% | 16 | 0.1% | 0.1% | 16 | [5 empty] | Humboldt | 1 | 8868961150 | 54.87%
Riverside County | 2347828 | 2313786 | 34042 | 828383 | 564348 | 51593 | 38630 | 94477 | 79335 | 713205 | 13.9% | 3.24 | 15 | 68.13% | 6.23% | 4.66% | 11.4% | 9.58% |  | 1.4% | 10,16 | 6% | 0.4% | 10 | [5 empty] | Humboldt | 16 | 614315381 | 3.8%
Sacramento County | 1495297 | 1472793 | 22504 | 564517 | 364176 | 34766 | 44953 | 105778 | 14844 | 526915 | 6.7% | 2.8 | 12 | 64.51% | 6.16% | 7.96% | 18.74% | 2.63% |  | 1.5% | 12 | 3.8% |  | 12 | [5 empty] | Humboldt | 2 | 6680681717 | 41.33%
San Benito County | 56648 | 56253 | 395 | 18347 | 14201 | 739 | 1408 | 1150 | 849 | 17461 | 4.8% | 3.22 | 4 | 77.4% | 4.03% | 7.67% | 6.27% | 4.63% |  | 0.7% | 4 | 0.1% |  | 4 | [5 empty] | Imperial | 14 | 1654491070 | 9.99%
San Bernardino County | 2139570 | 2102247 | 37323 | 711781 | 506601 | 24887 | 45680 | 90843 | 43770 | 631012 | 11.3% | 3.33 | 14 | 71.17% | 3.5% | 6.42% | 12.76% | 6.15% |  | 1.7% | 10,14,15,16 | 5.5% | 0.3% | 14 | [5 empty] | Imperial | 15 | 14908656362 | 90.01%
San Diego County | 3288612 | 3181142 | 107470 | 1193395 | 614416 | 105184 | 85921 | 341914 | 45960 | 1126029 | 5.6% | 2.83 | 14 | 51.48% | 8.81% | 7.2% | 28.65% | 3.85% |  | 3.3% | 7,10,14,15 | 8.4% |  | 10 | [5 empty] | Inyo | 14 | 15417091097 | 37.52%
San Francisco County | 866583 | 841538 | 25045 | 387505 | 65867 | 59542 | 81139 | 180355 | 602 | 359416 | 7.2% | 2.34 | 3 | 17% | 15.37% | 20.94% | 46.54% | 0.16% |  | 2.9% | 3 | 2.2% |  | 3 | [5 empty] | Inyo | 16 | 25670577847 | 62.48%
San Joaquin County | 733383 | 718251 | 15132 | 239405 | 174411 | 12278 | 14902 | 29162 | 8652 | 226579 | 5.4% | 3.17 | 12 | 72.85% | 5.13% | 6.22% | 12.18% | 3.61% |  | 2.1% | 12 | 1.9% |  | 12 | [5 empty] | Kern | 13 | 14687206732 | 46.12%
San Luis Obispo County | 277977 | 262095 | 15882 | 120308 | 81695 | 6586 | 9135 | 12154 | 10738 | 103964 | 13.6% | 2.52 | 5 | 67.9% | 5.47% | 7.59% | 10.1% | 8.93% |  | 5.7% | 5 | 0.7% |  | 5 | [5 empty] | Kern | 14 | 7209591746 | 22.64%
San Mateo County | 766041 | 756837 | 9204 | 276036 | 155947 | 25336 | 17527 | 74060 | 3166 | 260940 | 5.5% | 2.9 | 3 | 56.5% | 9.18% | 6.35% | 26.83% | 1.15% |  | 1.2% | 3 | 2% |  | 3 | [5 empty] | Kern | 16 | 9947487602 | 31.24%
Santa Barbara County | 446717 | 427849 | 18868 | 156520 | 91471 | 10444 | 15077 | 31506 | 8022 | 145757 | 6.9% | 2.94 | 5 | 58.44% | 6.67% | 9.63% | 20.13% | 5.13% |  | 4.2% | 5 | 1.1% |  | 5 | [5 empty] | Kern | 4 | 1137711 | 0%
Santa Clara County | 1927888 | 1897431 | 30457 | 657360 | 348976 | 63014 | 49129 | 177196 | 19045 | 628087 | 4.5% | 3.02 | 4 | 53.09% | 9.59% | 7.47% | 26.96% | 2.9% |  | 1.6% | 4 | 4.9% |  | 4 | [5 empty] | Kings | 13 | 5528421490 | 100%
Santa Cruz County | 275902 | 262066 | 13836 | 105380 | 66450 | 9470 | 9658 | 12882 | 6920 | 97163 | 7.8% | 2.7 | 3 | 63.06% | 8.99% | 9.16% | 12.22% | 6.57% |  | 5% | 3 | 0.7% |  | 3 | [5 empty] | Kings | 4 | 145171 | 0%
Shasta County | 178592 | 175737 | 2855 | 78379 | 54189 | 2739 | 5811 | 6813 | 8827 | 70426 | 10.1% | 2.5 | 11 | 69.14% | 3.49% | 7.41% | 8.69% | 11.26% |  | 1.6% | 11,16 | 0.5% | 0.2% | 11 | [5 empty] | Lake | 11 | 2732140 | 0.05%
Sierra County | 3203 | 3170 | 33 | 2339 | 2110 | 24 | 33 | 73 | 99 | 1432 | 38.8% | 2.21 | 16 | 90.21% | 1.03% | 1.41% | 3.12% | 4.23% |  | 1% | 16 | 0% |  | 16 | [5 empty] | Lake | 12 | 771362 | 0.01%
Siskiyou County | 44739 | 44170 | 569 | 24026 | 16651 | 572 | 1523 | 1718 | 3562 | 19351 | 19.5% | 2.28 | 16 | 69.3% | 2.38% | 6.34% | 7.15% | 14.83% |  | 1.3% | 16 | 0.1% | 0.1% | 16 | [5 empty] | Lake | 16 | 1170591 | 0.02%
Solano County | 431498 | 420265 | 11233 | 156375 | 112202 | 6583 | 11264 | 21737 | 4589 | 147821 | 5.5% | 2.84 | 12 | 71.75% | 4.21% | 7.2% | 13.9% | 2.93% |  | 2.6% | 12 | 1.1% |  | 12 | [5 empty] | Lake | 2 | 5720580912 | 99.92%
Sonoma County | 501959 | 491560 | 10399 | 207406 | 141957 | 14479 | 13527 | 26002 | 11441 | 192101 | 7.4% | 2.56 | 2 | 68.44% | 6.98% | 6.52% | 12.54% | 5.52% |  | 2.1% | 1 | 1.3% |  | 1 | [5 empty] | Lassen | 16 | 21275567620 | 100%
Stanislaus County | 540214 | 533775 | 6439 | 180777 | 134923 | 7487 | 12400 | 17370 | 8597 | 168204 | 7% | 3.17 | 12 | 74.64% | 4.14% | 6.86% | 9.61% | 4.76% |  | 1.2% | 12 | 1.4% |  | 12 | [5 empty] | Los Angeles | 10 | 360132 | 0%
Sutter County | 97308 | 96546 | 762 | 34205 | 24436 | 1444 | 2217 | 4587 | 1521 | 31504 | 7.9% | 3.06 | 11 | 71.44% | 4.22% | 6.48% | 13.41% | 4.45% |  | 0.8% | 11 | 0.2% |  | 11 | [5 empty] | Los Angeles | 14 | 4593567479 | 30.48%
Tehama County | 63934 | 63070 | 864 | 27448 | 17647 | 448 | 1384 | 1734 | 6235 | 23929 | 12.8% | 2.64 | 16 | 64.29% | 1.63% | 5.04% | 6.32% | 22.72% |  | 1.4% | 16 | 0.2% | 0.2% | 16 | [5 empty] | Los Angeles | 16 | 4330633554 | 28.74%
Trinity County | 13667 | 13280 | 387 | 8765 | 5827 | 117 | 347 | 269 | 2205 | 5796 | 33.9% | 2.29 | 16 | 66.48% | 1.33% | 3.96% | 3.07% | 25.16% |  | 2.8% | 16 | 0% | 0% | 16 | [5 empty] | Los Angeles | 6 | 1249365664 | 8.29%
Tulare County | 466339 | 461529 | 4810 | 146949 | 111186 | 3925 | 12131 | 9106 | 10601 | 134564 | 8.4% | 3.43 | 13 | 75.66% | 2.67% | 8.26% | 6.2% | 7.21% |  | 1% | 13,16 | 1.2% | 0.6% | 13 | [5 empty] | Los Angeles | 8 | 842245060 | 5.59%
Tuolumne County | 54900 | 51334 | 3566 | 31432 | 25043 | 294 | 1232 | 1428 | 3435 | 22290 | 29.1% | 2.3 | 16 | 79.67% | 0.94% | 3.92% | 4.54% | 10.93% |  | 6.5% | 16 | 0.1% | 0.1% | 16 | [5 empty] | Los Angeles | 9 | 4054806424 | 26.91%
Ventura County | 856508 | 845338 | 11170 | 287080 | 184141 | 31259 | 15886 | 44444 | 11350 | 273286 | 4.8% | 3.09 | 9 | 64.14% | 10.89% | 5.53% | 15.48% | 3.95% |  | 1.3% | 6,9,16 | 2.2% | 0.7% | 6,9,16 | [5 empty] | Madera | 12 | 460268 | 0.01%
Yolo County | 214555 | 202726 | 11829 | 75869 | 45084 | 4753 | 6563 | 15929 | 3540 | 72088 | 5% | 2.81 | 12 | 59.42% | 6.26% | 8.65% | 21% | 4.67% |  | 5.5% | 12 | 0.5% |  | 12 | [5 empty] | Madera | 13 | 5451256194 | 61.87%
Yuba County | 74345 | 73064 | 1281 | 28089 | 19593 | 545 | 2649 | 2343 | 2959 | 25233 | 10.2% | 2.9 | 11 | 69.75% | 1.94% | 9.43% | 8.34% | 10.53% |  | 1.7% | 11 | 0.2% |  | 11 | [5 empty] | Madera | 16 | 3358949946 | 38.12%
[30 empty] | Marin | 1 | 101401 | 0.01%
| 39255883 | 38420933 | 834950 | 13981826 | 8094422 | 977593 | 1123464 | 3225488 | 560853 | 12941948 | 8.612 | 159.58 | [10 empty] | 11.1% | [6 empty] | Marin | 2 | 865257462 | 39.33%
[30 empty] | Marin | 3 | 1334857012 | 60.67%
[30 empty] | Mariposa | 12 | 3187175230 | 52.74%
| 39255883 | 38420933 | 834950 | 13981826 | 8094422 | 977593 | 1123464 | 3225488 | 560853 | 12941948 | 9 | [18 empty] | Mariposa | 13 | 855839 | 0.01%
Share of Homes by type |  |  |  |  | 57.89% | 6.992% | 8.035% | 23.07% | 4.011% | 92.56% |  |  |  | 67% | [15 empty] | Mariposa | 16 | 2855099330 | 47.25%
[30 empty] | Mendocino | 1 | 4227921134 | 27.68%
[30 empty] | Mendocino | 16 | 1387385469 | 9.08%
RASS |  |  |  |  | 57.97% | 7.008% | 8.058% | 22.93% | 4.027% | [20 empty] | Mendocino | 2 | 9656847012 | 63.23%
[30 empty] | Merced | 12 | 8058789627 | 99.61%
[30 empty] | Merced | 13 | 28022619 | 0.35%
[30 empty] | Merced | 4 | 3534911 | 0.04%
[30 empty] | Modoc | 16 | 19475568931 | 100%
[30 empty] | Mono | 16 | 13063310166 | 100%
[30 empty] | Monterey | 13 | 1521458 | 0.01%
[30 empty] | Monterey | 3 | 5959358470 | 45.09%
[30 empty] | Monterey | 4 | 7254859332 | 54.9%
[30 empty] | Monterey | 5 | 7513 | 0%
[30 empty] | Napa | 12 | 1973712 | 0.06%
[30 empty] | Napa | 2 | 3338122715 | 99.94%
[30 empty] | Napa | 3 | 166176 | 0.01%
[30 empty] | Nevada | 11 | 1830990157 | 43.41%
Table 2: E-5 City/County Population and Housing Estimates, 1/1/2016 | [29 empty] | Nevada | 16 | 2386599598 | 56.59%
[30 empty] | Orange | 10 | 2509331 | 0.08%
[30 empty] | Orange | 6 | 757723725 | 25.34%
[30 empty] | Orange | 7 | 47534 | 0%
California Department of Finance | [29 empty] | Orange | 8 | 2229228969 | 74.55%
Demographic Research Unit | [29 empty] | Orange | 9 | 570678 | 0.02%
[30 empty] | Placer | 11 | 2156313174 | 33.37%
Report E-5 | [29 empty] | Placer | 12 | 11730047 | 0.18%
Population and Housing Estimates for Cities, Counties, and the State, January 1, 2011-2016, with 2010 Benchmark | [29 empty] | Placer | 16 | 4294806734 | 66.45%
[30 empty] | Plumas | 16 | 11549991596 | 100%
Released: May 1, 2016 | [29 empty] | Riverside | 10 | 5794818947 | 21.13%
[30 empty] | Riverside | 14 | 5677243406 | 20.7%
Table of Contents (links to internal worksheets) | [29 empty] | Riverside | 15 | 14065593839 | 51.28%
Counties and State 2010 | [29 empty] | Riverside | 16 | 1886705350 | 6.88%
Cities and Counties 2010 | [29 empty] | Riverside | 7 | 87129 | 0%
Counties and State 2011 | [29 empty] | Riverside | 8 | 2295387 | 0.01%
Cities and Counties 2011 | [29 empty] | Sacramento | 11 | 400260 | 0.01%
Counties and State 2012 | [29 empty] | Sacramento | 12 | 4204865418 | 99.99%
Cities and Counties 2012 | [29 empty] | San Benito | 12 | 577249 | 0.01%
Counties and State 2013 | [29 empty] | San Benito | 13 | 980822 | 0.02%
Cities and Counties 2013 | [29 empty] | San Benito | 3 | 1919843 | 0.03%
Counties and State 2014 | [29 empty] | San Benito | 4 | 5595972347 | 99.94%
Cities and Counties 2014 | [29 empty] | San Bernardino | 10 | 1819923596 | 2.35%
Counties and State 2015 | [29 empty] | San Bernardino | 14 | 61649986426 | 79.56%
Cities and Counties 2015 | [29 empty] | San Bernardino | 15 | 10668786641 | 13.77%
Counties and State 2016 | [29 empty] | San Bernardino | 16 | 3353834611 | 4.33%
Cities and Counties 2016 | [29 empty] | San Bernardino | 8 | 293367 | 0%
[30 empty] | San Bernardino | 9 | 107758 | 0%
For more information: | [29 empty] | San Diego | 10 | 4109297498 | 26.24%
http://www.dof.ca.gov/research/demographic/reports/estimates/e-5/2011-20/view.php | [29 empty] | San Diego | 14 | 5445594895 | 34.77%
[30 empty] | San Diego | 15 | 3473061007 | 22.18%
Data Prepared by: | [29 empty] | San Diego | 6 | 312852 | 0%
Demographic Research Unit | [29 empty] | San Diego | 7 | 2631041091 | 16.8%
California Department of Finance | [29 empty] | San Diego | 8 | 465715 | 0%
e-mail: ficalpop@dof.ca.gov | [29 empty] | San Francisco | 3 | 196095984 | 100%
phone: 916-323-4086 | [29 empty] | San Joaquin | 12 | 5950287562 | 100%
[30 empty] | San Joaquin | 4 | 65 | 0%
[30 empty] | San Luis Obispo | 13 | 1341637 | 0.01%
[30 empty] | San Luis Obispo | 3 | 41 | 0%
[30 empty] | San Luis Obispo | 4 | 9626171906 | 74.24%
[30 empty] | San Luis Obispo | 5 | 3338632147 | 25.75%
[30 empty] | San Mateo | 3 | 1877974874 | 99.98%
[30 empty] | San Mateo | 4 | 462369 | 0.03%
[30 empty] | Santa Barbara | 13 | 45858 | 0%
[30 empty] | Santa Barbara | 16 | 5898372 | 0.06%
[30 empty] | Santa Barbara | 4 | 680622643 | 6.93%
[30 empty] | Santa Barbara | 5 | 8507146527 | 86.65%
[30 empty] | Santa Barbara | 6 | 623640360 | 6.35%
[30 empty] | Santa Barbara | 9 | 86695 | 0%
[30 empty] | Santa Clara | 12 | 8396363 | 0.16%
[30 empty] | Santa Clara | 3 | 11642242 | 0.22%
[30 empty] | Santa Clara | 4 | 5294564193 | 99.62%
[30 empty] | Santa Cruz | 3 | 1804855751 | 99.17%
[30 empty] | Santa Cruz | 4 | 15031166 | 0.83%
[30 empty] | Shasta | 11 | 8147443470 | 46.86%
[30 empty] | Shasta | 16 | 9240633651 | 53.14%
[30 empty] | Sierra | 11 | 5035645 | 0.12%
[30 empty] | Sierra | 16 | 4195412575 | 99.88%
[30 empty] | Siskiyou | 16 | 29413225801 | 100%
[30 empty] | Siskiyou | 2 | 607587 | 0%
[30 empty] | Solano | 12 | 3443685517 | 95.93%
[30 empty] | Solano | 2 | 973284 | 0.03%
[30 empty] | Solano | 3 | 144998775 | 4.04%
[30 empty] | Sonoma | 1 | 1320443081 | 19.59%
[30 empty] | Sonoma | 2 | 5418397724 | 80.4%
[30 empty] | Sonoma | 3 | 280211 | 0%
[30 empty] | Stanislaus | 12 | 6243741884 | 99.89%
[30 empty] | Stanislaus | 4 | 6772628 | 0.11%
[30 empty] | Sutter | 11 | 2613697774 | 99.93%
[30 empty] | Sutter | 12 | 1972277 | 0.08%
[30 empty] | Tehama | 11 | 8475735249 | 64.52%
[30 empty] | Tehama | 16 | 4661638769 | 35.48%
[30 empty] | Trinity | 11 | 848653 | 0.01%
[30 empty] | Trinity | 16 | 12022047798 | 83.21%
[30 empty] | Trinity | 2 | 2425474079 | 16.79%
[30 empty] | Tulare | 13 | 9652881409 | 50.03%
[30 empty] | Tulare | 16 | 9641974500 | 49.97%
[30 empty] | Tuolumne | 12 | 2072333639 | 21.79%
[30 empty] | Tuolumne | 16 | 7437041499 | 78.21%
[30 empty] | Ventura | 13 | 282549 | 0%
[30 empty] | Ventura | 16 | 3830751759 | 54.68%
[30 empty] | Ventura | 4 | 1046 | 0%
[30 empty] | Ventura | 5 | 329506 | 0.01%
[30 empty] | Ventura | 6 | 1077085077 | 15.37%
[30 empty] | Ventura | 9 | 2097411006 | 29.94%
[30 empty] | Yolo | 11 | 2608981 | 0.06%
[30 empty] | Yolo | 12 | 4346245632 | 99.75%
[30 empty] | Yolo | 2 | 8445141 | 0.19%
[30 empty] | Yuba | 11 | 2208045507 | 79.24%
[30 empty] | Yuba | 16 | 578664508 | 20.77%

## Residential_RASS
| Num HHs etc from |  | http://www.dof.ca.gov/research/demographic/reports/estimates/e-5/2011-20/view.php | [10 empty] | 1 | kWh | 3.412 | MBTU
| UEC from |  | CA RASS 2009 |  | Dated May 2015, accessed Feb 5 2016 | [8 empty] | 1 | Therm | 100 | MBTU
[15 empty] | 1 Therm | 29.3083 | kWh
http://poet.lbl.gov/cal-arch/results.html
| Estimates 1/1/2015 |  | Single Fam | Town Home | 2-4 UnitApt | 5+UnitApt | Mobile Home | Total HH | Vacancy Rate | Avg Persons/HH | Total Pop (Millions) | Total HH(Occupied)
| Stock (Millions) |  | 8.0666 | 0.97513 | 1.1213 | 3.1913 | 0.56041 | 13.9147 | 0.078 | 2.95 | 38.7147 | 12.8294
| % of total |  | 57.97% | 7.008% | 8.058% | 22.93% | 4.027%
|  |  | Single Fam | Town Home | 2-4 UnitApt | 5+UnitApt | Mobile Home | Residential Ann. Energy Use (GWh orTherms) | Residential Ann. Energy Use (MBTU) | Wgted Av HH UEC (kWh/Therm) | WtAvg HH UEC (MM BTU)
Electricity | UEC(kWh) | RAAS 2009 | 7105 | 4469 | 3877 | 3807 | 5662 | 81340.6122 | 277534.1687 | 5845.6567 | 19.9454
| Total (GWh) |  | 57313.3777 | 4357.8649 | 4347.2297 | 12149.1154 | 3173.0244
|  |  | 70.46% | 5.358% | 5.344% | 14.94% | 3.901%
Natural Gas | UEC(Therms) | RASS 2009 - Table 2-19 | 508 | 326 | 284 | 232 | 433 | 5717.2124 | 571721.2403 | 410.8755 | 41.0875
| Total(Therms) |  | 4097.846 | 317.893 | 318.4455 | 740.3716 | 242.6562
|  |  | 71.68% | 5.56% | 5.57% | 12.95% | 4.244%
Total AnnEnergy (MBTU) |  |  | 75042.26 | 47848.228 | 41628.324 | 36189.484 | 62618.744 | 849255.409 | 849255.409 | 61.0329
|  |  | 605337.8456 | 46658.3383 | 46677.2985 | 115489.9441 | 35091.9825
Attachment 12 |  |  | 71.28% | 5.494% | 5.496% | 13.6% | 4.132%
References for energy end-use, elec demand GHG emissions:
Reference calculation:
| Total HH NG Demand(M Therms) |  |  | 5717.2124
| Total HH NG demand in GWh |  |  | 167514.8951
[9 empty] | Natural Gas | Table 2-19 |  |  |  |  | elec |  |  |  |  | Elec
| Increased Eff due to Electrification relative to NG appliances(Factor) |  |  | 2.5 | [6 empty] | (hh with gas) |  |  | 2009 RAAS | Lighting | 21% |  |  |  | RASS - 2009, Table 2-3 |  | For Single Fam |  | Elec UEC by House Age
[10 empty] | UEC | Sat |  | Therms/HH |  | Refrig&Freezing | 20% |  |  |  |  | UEC | Saturation (SingleFam) |  | New(UEC) | New (Sat) | Old (UCE) | Old (Sat)
| Increase in Elec demand due to electrification today |  |  | 67005.9581 |  |  |  |  | Primary Heat | 243 | 0.98 | 0.87 | 211.41 | 46.76% | TV,PC +OfficeEq | 20% |  |  |  | Misc | 2147 | 1 | -0.7092% | 1820 |  | 1833 |  | 14.59% | 2147
| (GWh) | [7 empty] | Conv Gas WH | 206 | 0.99 | 0.89 | 183.34 | 40.56% | AC | 7% |  | 440.72 |  | Refrig 1st | 824 | 1 | -3.54% | 763 | 1 | 791 | 1 | 5.599% | 824
[9 empty] | Dryer | 31 | 0.55 | 0.5 | 15.5 | 3.429% | Pools &Spa | 6.5% |  |  |  | Microwave | 140 | 0.97 | 3.008% | 137 | 0.98 | 133 | 0.95 | 0.9512% | 140
| http://energyalmanac.ca.gov/naturalgas/overview.html | [7 empty] | Range Oven | 46 | 0.73 | 0.66 | 30.36 | 6.716% | DishWash&Cooking | 6.5% |  |  |  | TV | 519 | 0.96 | 11.52% | 542 | 0.96 | 486 | 0.95 | 3.526% | 519
|  | WH | [6 empty] | Pool Heat | 220 | 0.04 | 0.03 | 6.6 | 1.46% | Laundry | 3.55% |  |  |  | ClothesWash | 127 | 0.95 | 22.43% | 131 | 0.9 | 107 | 0.73 | 0.8629% | 127
| Residential NG Consumption in 2012 |  | 1000s therms | [5 empty] | Spa Heat | 81 | 0.07 | 0.06 | 4.86 | 1.075% | Sp Heating | 2% |  | 130 | kWh | PC | 578 | 0.75 | 2.837% | 580 | 0.84 | 564 | 0.68 | 3.927% | 578
| WH |  | 2633 | [5 empty] | SolarWH Gasbackup | 162 | 0 | 0 | 0 | 0% | Water Heating | 3% |  |  |  | DishWash | 84 | 0.7 | 10.53% | 84 | 0.92 | 76 | 0.6 | 0.5707% | 84
| SH |  | 2876 | 0.45564 | [8 empty] | 452.07 |  | Mis | 10.5% |  |  |  | Furnace Fac | 162 | 0.68 | 22.79% | 167 | 0.82 | 136 | 0.53 | 1.101% | 162
| Cooking |  | 434 | [5 empty] | 450 therms/hh (Energy almanac in 2012) |  |  |  |  | Ave Total Ann HH Electricity~ |  |  | 6296 | kWh |  | CentralAir | 1423 | 0.46 | 16.13% | 1411 | 0.77 | 1215 | 0.39 | 9.668% | 1906.82 | 0.12266
| Clothes dryer |  | 228 | [7 empty] | Therms/HH | MMTherms/HHSector |  |  | 1200 kWh (20% of total consumption) estimated |  |  |  |  | Refrig 2nd | 1245 | 0.25 | -16.26% | 999 | 0.24 | 1193 | 0.17 | 8.459% | 1245
| Pools and spas |  | 141 | [5 empty] | WaterHeating | 49% | 220.5 | 3020.85 |  |  | as interior lightig |  |  |  |  | Pool Pump | 2671 | 0.14 | 1.687% | 2712 | 0.13 | 2667 | 0.08 | 18.15% | 2671
[9 empty] | Space Heating | 37% | 166.5 | 2281.05 | [7 empty] | Spa ElecHeat | 1719 | 0.07 | -43.9% | 988 | 0.06 | 1761 | 0.04 | 11.68% | 2062.8
[9 empty] | Cooking | 7% | 31.5 | 431.55 | [7 empty] | WaterHeater | 3079 | 0.05 | 20.54% | 2858 | 0.04 | 2371 | 0.07 | 20.92% | 3079
| 0.58 | 0.75 | 58% of homes are SF and consume 75% of heat | [5 empty] | Pools,Spa,Misc | 4% | 18 | 246.6 | [7 empty] | ConvEheat |  |  | 35.54% | 1167 | 0.05 | 861 | 0.09 | 0%
[9 empty] | Dryer | 3% | 13.5 | 184.95 | [7 empty] | HP Eheat |  |  | -30.42% | 414 | 0.01 | 595 | 0.02
| 1 | 100 | if 100% of homes are SF and consume 100 TWh | [16 empty] | Dryer | 746 |  | 13.39% | 745 | 0.33 | 657 | 0.29
| 0.58 | 58 | then 58% will be 58 TWh | [5 empty] | total | 4.6073
[21 empty] | 14718 | [7 empty] | 15545.62
| 0.75 | 58 | that is 75% of energy consumed by SF is 58 TWH | [25 empty] | 0.056232
| 1 | 77.3333 | therefore 100% of residential
Note on D1: Shuba: Contents: ".. This report provides the revised population and housing estimates for January 1, 2011-2014 and provisional population and housing estimates for January 1, 2015 for the state, counties, and cities. These population estimates incorporate 2010 census counts
Note on L6: Shuba: Table 1: E-5 County/State Population and Housing Estimates, from Dof.ca.gov

## Consolidated_Results
|  |  |  | 246.8886 | [25 empty] | 13.9 | [8 empty] | SPACEH HEATINB
|  |  | 2018 | Heat Pump based space heating | [11 empty] | 2018 | Natural gas based space heating | [21 empty] | NG (GWh) |  | HP (GWh)
SF | 58% | #HHs w. Heating | [27 empty] | Housing Share |  | % of total Energy Used | [6 empty] | Total For CZ |  | Total for CZ | No EE With CC
|  |  |  | Current | Mod EE Imp | Agg EE Imp | With CC (No EE Imp) | With CC(Mod EE Imp) | With CC (Agg EE Imp) | [7 empty] | Current | Mod EE Imp | Agg EE Imp | With CC (No EE Imp) | With CC(Mod EE Imp) | With CC (Agg EE Imp) | [6 empty] | SF | 58% |  | 70% |  | 8.062 | 1 |  |  |  | Current | No EE With CC
|  | 60423.3 | 1 | 3630.7142 | 2723.0357 | 2489.6326 | 3091.8318 | 2318.8738 | 2120.1132 |  | -31.43% | -14.84% | -36.13% | -41.61% |  | 1 | 10892.1427 | 9172.3307 | 8801.7314 | 9275.4954 | 7810.9435 | 7495.3498 | -19.19% | -14.84% | -31.19% |  | 7718.8441 |  | MF | 42% |  | 30% |  | 5.838 | 0.429 |  |  | 1 | 658.1392 | 560.456 | 219.3797 | 186.8187
|  | 307871.1 | 2 | 3319.1084 | 2489.3313 | 2275.96 | 2870.9521 | 2153.2141 | 1968.6529 |  | -31.43% | -13.5% | -35.13% | -40.69% |  | 2 | 9957.3251 | 8385.1159 | 8046.3233 | 8612.8564 | 7252.9317 | 6959.8839 | -19.19% | -13.5% | -30.1% | [12 empty] | 2 | 3065.5726 | 2651.6496 | 1021.8575 | 883.8832
| 337.6994 | 1268388.9 | 3 | 2572.948 | 1929.711 | 1764.3072 | 2072.7143 | 1554.5357 | 1421.2898 |  | -31.43% | -19.44% | -39.58% | -44.76% | 221.8457 | 3 | 7718.8441 | 6500.0793 | 6237.4498 | 6218.1429 | 5236.3308 | 5024.7619 | -19.19% | -19.44% | -34.9% |  |  |  |  | 53.2% |  | 42.86% |  | 13.9 | 10.5665 |  |  | 3 | 9790.4962 | 7887.0234 | 3263.4987 | 2629.0078
|  | 665907.3 | 4 | 2533.7425 | 1900.3069 | 1737.4234 | 2096.5667 | 1572.425 | 1437.6457 |  | -31.43% | -17.25% | -37.94% | -43.26% |  | 4 | 7601.2274 | 6401.0336 | 6142.406 | 6289.7 | 5296.5895 | 5082.5859 | -19.19% | -17.25% | -33.13% | [9 empty] | 0.76018 |  |  | 4 | 5061.7128 | 4188.3572 | 1687.2376 | 1396.1191
|  | 155749.5 | 5 | 2640.6953 | 1980.5214 | 1810.7625 | 2098.7363 | 1574.0522 | 1439.1335 |  | -31.43% | -20.52% | -40.39% | -45.5% |  | 5 | 7922.0858 | 6671.2301 | 6401.6855 | 6296.2089 | 5302.0707 | 5087.8456 | -19.19% | -20.52% | -35.78% | [12 empty] | 5 | 1233.8609 | 980.6314 | 411.287 | 326.8771
|  | 961518.6 | 6 | 1307.0787 | 980.309 | 896.2826 | 948.0345 | 711.0259 | 650.0808 |  | -31.43% | -27.47% | -45.6% | -50.26% |  | 6 | 3921.2362 | 3302.0936 | 3168.6757 | 2844.1036 | 2395.0346 | 2298.2655 | -19.19% | -27.47% | -41.39% | [9 empty] | 0.7564 |  |  | 6 | 3770.3415 | 2734.6585 | 1256.7805 | 911.5528
263 |  | 752726.7 | 7 | 1110.7372 | 833.0529 | 761.6484 | 749.2807 | 561.9605 | 513.7925 |  | -31.43% | -32.54% | -49.41% | -53.74% |  | 7 | 3332.2117 | 2806.0731 | 2692.6964 | 2247.842 | 1892.9196 | 1816.438 | -19.19% | -32.54% | -45.49% | [12 empty] | 7 | 2508.2448 | 1692.0107 | 836.0816 | 564.0036
|  | 1548237.6 | 8 | 1127.6741 | 845.7555 | 773.2622 | 770.903 | 578.1772 | 528.6192 |  | -31.43% | -31.64% | -48.73% | -53.12% |  | 8 | 3383.0222 | 2848.8608 | 2733.7553 | 2312.709 | 1947.5444 | 1868.8557 | -19.19% | -31.64% | -44.76% | [12 empty] | 8 | 5237.7221 | 3580.623 | 1745.9074 | 1193.541
|  | 2000349 | 9 | 1227.7267 | 920.795 | 841.8697 | 839.1566 | 629.3675 | 575.4217 |  | -31.43% | -31.65% | -48.74% | -53.13% |  | 9 | 3683.18 | 3101.6252 | 2976.3071 | 2517.4699 | 2119.9747 | 2034.3191 | -19.19% | -31.65% | -44.77% | [12 empty] | 9 | 7367.6454 | 5035.8184 | 2455.8818 | 1678.6061
|  | 1344825 | 10 | 1407.4136 | 1055.5602 | 965.0836 | 981.166 | 735.8745 | 672.7995 |  | -31.43% | -30.29% | -47.71% | -52.2% |  | 10 | 4222.2408 | 3555.5712 | 3411.9118 | 2943.498 | 2478.7352 | 2378.5842 | -19.19% | -30.29% | -43.67% | [12 empty] | 10 | 5678.175 | 3958.4897 | 1892.725 | 1319.4966
|  | 356284.8 | 11 | 2265.5764 | 1699.1823 | 1553.5381 | 1913.463 | 1435.0972 | 1312.0889 |  | -31.43% | -15.54% | -36.66% | -42.09% |  | 11 | 6796.7292 | 5723.5614 | 5492.3064 | 5740.389 | 4834.0118 | 4638.6981 | -19.19% | -15.54% | -31.75% | [12 empty] | 11 | 2421.5713 | 2045.2133 | 807.1904 | 681.7378
|  | 1564000.2 | 12 | 2077.7033 | 1558.2775 | 1424.7109 | 1719.9285 | 1289.9464 | 1179.3796 |  | -31.43% | -17.22% | -37.91% | -43.24% |  | 12 | 6233.11 | 5248.9347 | 5036.8566 | 5159.7856 | 4345.0826 | 4169.5237 | -19.19% | -17.22% | -33.11% | [12 empty] | 12 | 9748.5853 | 8069.9057 | 3249.5284 | 2689.9686
|  | 787004.1 | 13 | 1932.1723 | 1449.1292 | 1324.9181 | 1582.1122 | 1186.5841 | 1084.8769 |  | -31.43% | -18.12% | -38.59% | -43.85% |  | 13 | 5796.5168 | 4881.2773 | 4684.054 | 4746.3365 | 3996.9149 | 3835.4234 | -19.19% | -18.12% | -33.83% | [12 empty] | 13 | 4561.8825 | 3735.3863 | 1520.6275 | 1245.1288
|  | 296111.7 | 14 | 1868.8161 | 1401.6121 | 1281.4739 | 1449.2212 | 1086.9159 | 993.7516 |  | -31.43% | -22.45% | -41.84% | -46.82% |  | 14 | 5606.4482 | 4721.2196 | 4530.4632 | 4347.6635 | 3661.1903 | 3513.2634 | -19.19% | -22.45% | -37.34% | [12 empty] | 14 | 1660.1349 | 1287.394 | 553.3783 | 429.1313
|  | 220176 | 15 | 882.4354 | 661.8265 | 605.0986 | 597.2616 | 447.9462 | 409.5508 |  | -31.43% | -32.32% | -49.24% | -53.59% |  | 15 | 2647.3062 | 2229.3105 | 2139.2373 | 1791.7849 | 1508.8715 | 1447.907 | -19.19% | -32.32% | -45.31% | [12 empty] | 15 | 582.8733 | 394.508 | 194.2911 | 131.5027
|  | 220551.3 | 16 | 5118.1734 | 3838.63 | 3509.6046 | 4456.1632 | 3342.1224 | 3055.6548 |  | -31.43% | -12.93% | -34.7% | -40.3% |  | 16 | 15354.5202 | 12930.1223 | 12407.6931 | 13368.4897 | 11257.6755 | 10802.82 | -19.19% | -12.93% | -29.64% | [12 empty] | 16 | 3386.4594 | 2948.4378 | 1128.8198 | 982.8126
State
|  | #HHs w. Cooling | 2018 | Space Cooling | [12 empty] | HistorCurrentical | Mod EE | Agg EE | No EE (With CC) | Mod EE (With CC) | WithCC(ModEE)+30% Add Cool | Agg EE (With CC) |  |  |  | Current Demand | Mod EE | Agg EE | No EE (With CC) | Mod EE (With CC) | Agg EE (With CC) | [6 empty] | SPACE COOLING
[16 empty] | NG based Heating (GWh) | 38705.382 | 32594.0059 | 31277.0764 | 30015.3265 | 25276.0644 | 25276.0644 | 24254.8093 | -37.33% |  | NG Heat | 1321.0028 | 1112.4234 | 1067.477 | 1024.4139 | 862.6643 | 862.6643 | [6 empty] | Current | No EE with CC
|  |  |  | Current | Mod EE Imp | Agg EE Imp | With CC (No EE Imp) | With CC(Mod EE Imp) | With CC (Agg EE Imp) | [6 empty] | NG (MM therms) | 1321.0028 | 1112.4234 | 1067.477 | 1024.4139 | 862.6643 | 862.6643 | 827.8092 | -37.33% |  | HP Heat | 12901.794 | 9676.3455 | 8846.9445 | 10005.1088 | 7503.8316 | 7503.8316 | [6 empty] | (GWh)
|  | 6713.7 | 1 | 35.6433 | 31.8693 | 20.2156 | 71.4741 | 63.9062 | 40.5375 | -10.59% | -43.28% | 100.5% | 13.73% |  |  | HP Heating (GWh) | 12901.794 | 9676.3455 | 8846.9445 | 10005.1088 | 7503.8316 | 7503.8316 | 6860.6461 | -46.82% |  | Cooling | 2729.5455 | 2440.5348 | 1548.1004 | 3666.145 | 3277.965 | 4261.3544 | [5 empty] | 1 | 0.2393 | 0.47986
|  | 34207.9 | 2 | 244.4424 | 218.5603 | 138.639 | 387.6429 | 346.5984 | 219.8572 | -10.59% | -43.28% | 58.58% | -10.06% | [24 empty] | 2 | 8.3619 | 13.2604
| 15.9276 | 140932.1 | 3 | 97.84 | 87.4805 | 55.4914 | 196.6028 | 175.786 | 111.5061 | -10.59% | -43.28% | 100.9% | 13.97% |  |  | Cooling (GWh) | 2729.5455 | 2440.5348 | 1548.1004 | 3666.145 | 3277.965 | 4261.3544 | 2079.3061 | -23.82% | [13 empty] | 3 | 13.7888 | 27.7076
|  | 73989.7 | 4 | 376.9556 | 337.0427 | 213.7957 | 575.6663 | 514.7134 | 326.4973 | -10.59% | -43.28% | 52.71% | -13.39% | [24 empty] | 4 | 27.8908 | 42.5934
|  | 17305.5 | 5 | 92.864 | 83.0313 | 52.6691 | 195.6913 | 174.9711 | 110.9891 | -10.59% | -43.28% | 110.7% | 19.52% |  |  | NG+ElecCooling | 41434.9276 | 35034.5407 | 32825.1768 | 33681.4715 | 28554.0294 | 29537.4189 | 26334.1154 | [11 empty] | NG (EF) | HP (EF) | Cooling (EF) | 5 | 1.6071 | 3.3865
|  | 534177 | 6 | 394.041 | 352.319 | 223.4859 | 607.5606 | 543.2307 | 344.5866 | -10.59% | -43.28% | 54.19% | -12.55% |  |  | HP+ElecCooling | 15631.3395 | 12116.8803 | 10395.0449 | 13671.2539 | 10781.7966 | 11765.1861 | 8939.9522 | [14 empty] | 6 | 210.4876 | 324.5449
|  | 418181.5 | 7 | 583.2181 | 521.4656 | 330.7804 | 828.2343 | 740.5389 | 469.7448 | -10.59% | -43.28% | 42.01% | -19.46% | [20 empty] | Current (2019) | 0.8 | 2.4 | 3.8 | 7 | 243.891 | 346.3523
|  | 860132 | 8 | 658.582 | 588.8498 | 373.5241 | 935.5149 | 836.4604 | 530.5905 | -10.59% | -43.28% | 42.05% | -19.43% |  |  | NG+ElecCooling |  | -15.45% | -20.78% | -18.71% | -31.09% |  | -36.44% | [14 empty] | 8 | 566.4674 | 804.6663
|  | 1111305 | 9 | 795.3046 | 711.0959 | 451.0683 | 1121.4058 | 1002.6687 | 636.0212 | -10.59% | -43.28% | 41% | -20.03% |  |  | HP+ElecCooling |  | -22.48% | -33.5% | -12.54% | -31.02% |  | -42.81% | [14 empty] | 9 | 883.826 | 1246.2239
|  | 747125 | 10 | 951.6679 | 850.9031 | 539.752 | 1254.1079 | 1121.32 | 711.2851 | -10.59% | -43.28% | 31.78% | -25.26% | [20 empty] | Below ~2050 |  |  |  | 10 | 711.0149 | 936.9754
|  | 197936 | 11 | 985.2246 | 880.9067 | 558.7841 | 1259.2546 | 1125.9217 | 714.2041 | -10.59% | -43.28% | 27.81% | -27.51% | [20 empty] | Mod EE | 0.95 | 3.5 | 4.25 | 11 | 195.0114 | 249.2518
|  | 868889 | 12 | 890.2893 | 796.0234 | 504.9402 | 1169.079 | 1045.2942 | 663.0597 | -10.59% | -43.28% | 31.31% | -25.52% |  | Wted Avg SF | [18 empty] | AggEE | 0.99 | 3.5 | 6.7 | 12 | 773.5626 | 1015.7999
|  | 437224.5 | 13 | 1195.1617 | 1068.6152 | 677.8529 | 1502.8568 | 1343.7308 | 852.3666 | -10.59% | -43.28% | 25.75% | -28.68% |  |  | NG Heating(kWh) | 5334.3525 | 4492.0863 | 4310.5879 | 4136.6943 | 3483.532 | 3342.7833 | 3342.7833 | -37.33% | [13 empty] | 13 | 522.554 | 657.0858
|  | 164506.5 | 14 | 1573.5161 | 1406.9085 | 892.442 | 1903.9688 | 1702.3721 | 1079.8629 | -10.59% | -43.28% | 21% | -31.37% |  |  | NG Heating (Therms) | 182.0598 | 153.3135 | 147.119 | 141.1841 | 118.8919 | 114.0882 | 114.0882 | -37.33% | [9 empty] | With CC ~2050 |  |  |  | 14 | 258.8536 | 313.2152
|  | 122320 | 15 | 2323.5887 | 2077.5617 | 1317.8563 | 2710.6418 | 2423.6326 | 1537.3789 | -10.59% | -43.28% | 16.66% | -33.84% |  |  | HP Heating (kWh) | 1778.1175 | 1333.5881 | 1219.2806 | 1378.8981 | 1034.1736 | 945.5301 | 945.5301 | -46.82% | [9 empty] | Change in HDD |  | depends on Climate zone |  | 15 | 284.2214 | 331.5657
|  | 24505.7 | 16 | 176.9032 | 158.1723 | 100.3332 | 319.5403 | 285.7066 | 181.2318 | -10.59% | -43.28% | 80.63% | 2.447% | [20 empty] | Change in CDD |  |  |  | 16 | 4.3351 | 7.8306
[16 empty] | Cooling | 817.1114 | 730.5937 | 463.4363 | 1097.4899 | 981.2851 | 809.1941 | 622.457 | -23.82%
|  |  |  | 4706112979.2245 | 4207818663.7772 | 2669138704.6348 | 6320939685.8791 | 5651663719.139 | 3585010568.1105 | [24 empty] | Statewide average
|  |  |  | 817.1114 | 730.5937 | 463.4363 | 1097.4899 | 981.2851 | 622.457 | [6 empty] | NG+ElecCooling | 6151.4639 | 5222.68 | 4774.0242 | 5234.1842 | 4464.8172 | 4151.9773 | 3965.2402 | [10 empty] | Share of SF Homes |  | 58%
[16 empty] | HP+ElecCooling | 2595.2289 | 2064.1818 | 1682.7169 | 2476.388 | 2015.4587 | 1754.7242 | 1567.9871 | [10 empty] | SF Homes with Heating |  | 90%
[34 empty] | SF Homes with Cooling |  | 41%
|  | #HHs w. Heating | 2018 | HP GHG Heating | Tons | Grid is decarbonizing to meet AB 32 | [9 empty] | 2018 | Natural gas based space heating
|  |  |  | Current | Mod EE Imp | Agg EE Imp | With CC (No EE Imp) | With CC(Mod EE Imp) | With CC (Agg EE Imp) | [7 empty] | Current Demand | Mod EE Imp | Agg EE Imp | With CC (No EE Imp) | With CC(Mod EE Imp) | With CC (Agg EE Imp)
|  | 60423.3 | 1 | 0.073268 | 0.038316 | 0.0075289 | 0.072688 | 0.011921 | 0.0064125 |  | 1.2126e-06 |  |  | 2.2671e-06 |  | 1 | 0.13699 | 0.11536 | 0.1107 | 0.13562 | 0.098235 | 0.094266
|  | 307871.1 | 2 | 0.34793 | 0.18062 | 0.035072 | 0.34549 | 0.058192 | 0.030342 | [6 empty] | 2 | 0.63807 | 0.53732 | 0.51561 | 0.63231 | 0.46477 | 0.44599
|  | 1268388.9 | 3 | 1.1829 | 0.60005 | 0.11204 | 1.1713 | 0.20177 | 0.09029 | [6 empty] | 3 | 2.0378 | 1.716 | 1.6467 | 2.0104 | 1.3824 | 1.3266 |  |  |  |  | Current Demand | Mod EE Imp | Agg EE Imp | With CC (No EE Imp) | With CC(Mod EE Imp) | With CC (Agg EE Imp)
|  | 665907.3 | 4 | 0.61413 | 0.31106 | 0.057928 | 0.60888 | 0.10653 | 0.047947 | [6 empty] | 4 | 1.0535 | 0.8872 | 0.85135 | 1.0412 | 0.73412 | 0.70446 |  |  |  | NG Heat | 8.0562 | 6.7841 | 6.51 | 7.9273 | 5.261 | 5.0484
|  | 155749.5 | 5 | 0.14805 | 0.075289 | 0.01412 | 0.1465 | 0.024929 | 0.011226 | [6 empty] | 5 | 0.25682 | 0.21627 | 0.20753 | 0.25316 | 0.17188 | 0.16494 |  |  |  | HP Heat | 5.2728 | 2.5546 | 0.44322 | 5.2182 | 0.96548 | 0.34391
|  | 961518.6 | 6 | 0.5746 | 0.26957 | 0.043206 | 0.56799 | 0.11241 | 0.031369 | [6 empty] | 6 | 0.78476 | 0.66085 | 0.63415 | 0.76917 | 0.47932 | 0.45995 |  |  |  | Cooling | 2.4037 | 1.0389 | 0.07821 | 2.417 | 0.70741 | 0.10477
|  | 752726.7 | 7 | 0.41071 | 0.18853 | 0.028756 | 0.40533 | 0.082387 | 0.019428 | [6 empty] | 7 | 0.52207 | 0.43964 | 0.42187 | 0.50938 | 0.29657 | 0.28459
|  | 1548237.6 | 8 | 0.8517 | 0.39177 | 0.060046 | 0.84084 | 0.17071 | 0.041108 | [6 empty] | 8 | 1.0902 | 0.91805 | 0.88096 | 1.0646 | 0.6276 | 0.60224
|  | 2000349 | 9 | 1.1534 | 0.53664 | 0.084443 | 1.1381 | 0.22568 | 0.057793 | [6 empty] | 9 | 1.5335 | 1.2914 | 1.2392 | 1.4975 | 0.88266 | 0.847
|  | 1344825 | 10 | 0.83937 | 0.39757 | 0.065056 | 0.8282 | 0.15889 | 0.045402 | [6 empty] | 10 | 1.1819 | 0.99525 | 0.95504 | 1.1555 | 0.69383 | 0.6658
|  | 356284.8 | 11 | 0.3033 | 0.15188 | 0.027718 | 0.30105 | 0.05455 | 0.023417 | [6 empty] | 11 | 0.50403 | 0.42444 | 0.40729 | 0.49873 | 0.35848 | 0.34399 | [11 empty] | GHG Emissions
|  | 1564000.2 | 12 | 1.2536 | 0.62198 | 0.1116 | 1.2435 | 0.22811 | 0.092416 | [6 empty] | 12 | 2.0291 | 1.7087 | 1.6397 | 2.0053 | 1.4145 | 1.3573
|  | 787004.1 | 13 | 0.60051 | 0.29554 | 0.052231 | 0.59551 | 0.11072 | 0.042785 | [6 empty] | 13 | 0.94951 | 0.79959 | 0.76728 | 0.93772 | 0.65472 | 0.62827 | [12 empty] | NG (kg/therm) | Electricity (kg/kWh)
|  | 296111.7 | 14 | 0.22098 | 0.10834 | 0.019009 | 0.21867 | 0.040182 | 0.014749 | [6 empty] | 14 | 0.34554 | 0.29098 | 0.27923 | 0.34009 | 0.22565 | 0.21653 | [11 empty] | Current | 6.1 | 0.277
|  | 220176 | 15 | 0.10683 | 0.047493 | 0.0066879 | 0.10559 | 0.022843 | 0.0045352 | [6 empty] | 15 | 0.12132 | 0.10216 | 0.098036 | 0.1184 | 0.069148 | 0.066354 | [11 empty] | ~2050 | 6.1 | 0.05
|  | 220551.3 | 16 | 0.40977 | 0.18981 | 0.038729 | 0.40719 | 0.054798 | 0.033723 | [6 empty] | 16 | 0.70486 | 0.59357 | 0.56958 | 0.69878 | 0.51679 | 0.49591
|  |  |  | 9.0911 | 4.4045 | 0.76418 | 8.9969 | 1.6646 | 0.59294 | [7 empty] | 13.8899 | 11.6968 | 11.2242 | 13.6678 | 9.0706 | 8.7042
|  | #HHs w. Cooling | 2018 | Space Cooling
|  |  |  | Current | Mod EE Imp | Agg EE Imp | With CC (No EE Imp) | With CC(Mod EE Imp) | With CC (Agg EE Imp)
|  | 6713.7 | 1 | 0.0034424 | 0.0011358 | 8.4044e-06 | 0.0034452 | 0.0011138 | 1.5226e-05
|  | 34207.9 | 2 | 0.01943 | 0.0070835 | 0.00024537 | 0.019495 | 0.0061586 | 0.00038429
|  | 140932.1 | 3 | 0.074581 | 0.025433 | 0.000425 | 0.074744 | 0.024169 | 0.00081971
|  | 73989.7 | 4 | 0.044621 | 0.017101 | 0.00080877 | 0.044819 | 0.013943 | 0.0012257
|  | 17305.5 | 5 | 0.0091352 | 0.0031074 | 4.9745e-05 | 0.0091555 | 0.0029671 | 0.00010021
|  | 534177 | 6 | 0.32456 | 0.12512 | 0.0060978 | 0.32609 | 0.10142 | 0.0093323
|  | 418181.5 | 7 | 0.27502 | 0.11231 | 0.0070171 | 0.27645 | 0.083524 | 0.0099227
|  | 860132 | 8 | 0.58283 | 0.24277 | 0.016271 | 0.58616 | 0.17592 | 0.023026
|  | 1111305 | 9 | 0.79324 | 0.34124 | 0.025332 | 0.79832 | 0.23653 | 0.035609
|  | 747125 | 10 | 0.56421 | 0.25061 | 0.020343 | 0.56749 | 0.16345 | 0.026751 | [14 empty] | 3960
|  | 197936 | 11 | 0.15123 | 0.067601 | 0.0055779 | 0.15203 | 0.043348 | 0.007116
|  | 868889 | 12 | 0.64205 | 0.28178 | 0.022146 | 0.64557 | 0.18679 | 0.029016
|  | 437224.5 | 13 | 0.35836 | 0.16599 | 0.014924 | 0.36035 | 0.10051 | 0.018739
|  | 164506.5 | 14 | 0.15131 | 0.07375 | 0.0073803 | 0.15213 | 0.040769 | 0.0089219 | [23 empty] | 1.2
|  | 122320 | 15 | 0.13679 | 0.07149 | 0.0080895 | 0.13752 | 0.034725 | 0.0094321
|  | 24505.7 | 16 | 0.013481 | 0.0047741 | 0.00012884 | 0.013524 | 0.0043373 | 0.00022797
|  |  |  | 4.1443 | 1.7913 | 0.13485 | 4.1673 | 1.2197 | 0.18064

## Sheet2
282.9524
|  |  | NG HH Cost | 8505.2196 |  |  | 8195.0522 |  | 1337.3893 | NPV | 6857.6628 |  | 310.1674 | 8143.3181 | 15000.981
|  |  | HP+HP | 8453.4855
|  |  | HPCond | 8453.4855
[9 empty] | Elecblower |  | 0.04 |  | 0.02 | 0.02
[8 empty] | kWh | 400 |  | 1.1835 |  | 0.1785 | 0.1785
| 1.6066 | 0.027146 | 0.71271 | 0.027146 | [6 empty] | 263.377 |  | 98 | 2572.95 |  | 7716.9461
| 0.1662 | 0.027146 | [6 empty] | 71.4 |  | 311.7119 | 0 | 17.493 | 459.2716
NG hh emis in 2018 |  | 1.6066 | 0.44335 | 2.0499 | 87.1835 | 383.1119 |  |  | 70.0269 | 1 | 311.7119 |  | 17.1566 | 450.4394 |  | 263.377
HP+HP emis | in2018 | 0.73985 | 0.5 | 1.2399 | 0.81009 |  |  |  | 68.6803 | 2 | 311.7119 |  | 16.8267 | 441.7771
HP Combo House |  | 0.73985 | 0.25 | 0.98985 | 1.0601 |  |  |  | 67.3595 | 3 | 311.7119 |  | 16.5031 | 433.2814
[9 empty] | 66.0641 | 4 | 311.7119 |  | 16.1857 | 424.9491
-26.8299 | [8 empty] | 64.7936 | 5 | 311.7119 |  | 15.8744 | 416.777
[9 empty] | 63.5476 | 6 | 311.7119 |  | 15.5692 | 408.762
[9 empty] | 62.3255 | 7 | 311.7119 |  | 15.2698 | 400.9012
[9 empty] | 61.127 | 8 | 311.7119 |  | 14.9761 | 393.1916
[9 empty] | 59.9515 | 9 | 311.7119 |  | 14.6881 | 385.6302
[9 empty] | 58.7985 | 10 | 311.7119 |  | 14.4056 | 378.2143
[9 empty] | 57.6678 | 11 | 311.7119 |  | 14.1286 | 370.9409
[9 empty] | 56.5588 | 12 | 311.7119 |  | 13.8569 | 363.8074
[9 empty] | 55.4711 | 13 | 311.7119 |  | 13.5904 | 356.8111
[9 empty] | 54.4044 | 14 | 311.7119 |  | 13.3291 | 349.9494
11300 |  | 4200 |  | 136.5188 |  |  |  |  | 53.3581 | 15 | 311.7119 |  | 13.0727 | 343.2196
10900 | 101 | 735 | [6 empty] | 52.332 | 16 | 311.7119 |  | 12.8213 | 336.6192
372.0137 | 17.675 | [7 empty] | 51.3256 | 17 | 311.7119 |  | 12.5748 | 330.1458
423.3515 | 87.675 | [7 empty] | 50.3386 | 18 | 311.7119 |  | 12.333 | 323.7968
[9 empty] | 49.3706 | 19 | 311.7119 |  | 12.0958 | 317.5699
[9 empty] | 48.4211 | 20 | 311.7119 |  | 11.8632 | 311.4628
[9 empty] | 47.4899 | 21 | 311.7119 |  | 11.635 | 305.4732
|  |  | 400 | [5 empty] | 46.5767 | 22 | 311.7119 |  | 11.4113 | 299.5987
8491.44 | 17.55 | 5987 | 92 |  | 1.7547
7761.17 | 216 | 59870
84914.4 | 517.9778 |  | 832193
4981

## Sheet3
|  |  |  | 400 | 600
|  |  |  | 13.6519 | 20.4778
Cooling | EER | 11.2 |  | cz16 | cz15 | cz13
| EF | 3.7333
|  |  |  | 0.22055 | 0.22018 | 0.787
|  |  |  | 30.2278 | 33.7188 | 31.2869
1.7241
|  |  |  | 2896.4257 | 673.1252 | 4974.9189
|  |  |  | 95.8199 | 19.9629 | 159.0097
|  |  |  | 434.4562 | 90.6679 | 202.0443
| 323.47 | 129.67 | 0.40087 | 448.1081 | 104.3198 | 215.6962
| 288.35 | 76.2275 | 0.26436
|  |  |  | 454.9341 | 111.1457 | 222.5222

## Appliance Types
| Nomenclature |  |  | 2018 | As years progres
Exisitng stock Avg. EF
| NGH | NG based heater |  | look below for EF assumptions | efficiency improves
and for HP refrigerant GWP drops
| ERH | Elec Resistance heater |  |  |  | conversion |  | elec | AR HP | HSPF | 7.7 |  | 2.2581
[6 empty] | 3.41 |  |  |  | SEER | 14.5 |  | 4.2522
[8 empty] | elec | Air-cond | SEER | 13 |  | 3.8123
| HPH | HP based space heater
[9 empty] | Gas-fired furnace | AFUE | 0.8 | to | 0.9
| Cooler | A/C
Currently this is assumed
to be essentially same as HP
| Cond | HP based heater/cooler
[6 empty] | LifeTime | Prop_LT = 22
NG_LT = 21
| #============================================================================== | [5 empty] | ING_LT =22
| NG0_E | 0.8 | Weighted avg of exisitng stock (placeholder for now) |  |  |  | EL_LT = 21
| NG2_EF | 0.95 |  |  |  |  | HP_LT =21
| NG3_EF | 0.99 |  |  |  |  | AdvHP_LT =22
ST_LT = 25
#==============================================================================
Elec Resis | E0_EF | 0.9 | # Existing wted avg |  |  |  | AC_LT = 21 #Cooler lifetime
| E1_EF | 0.96
heat pumps | HP1_EF | 2.2 | #Existing wted avg
| HP2_EF | 3
| HP3_EF | 3.5
A/C | AC0_EF | 2.2 | #weighted avg. efficicency of exisitng stock
HP Conditioner (Combo) | At the moment assuming
heating and cooling same EF for the results here
HAS TO CHANGE
Dan J…would you have this?
Also make more sense breaking energy usage into 4 seasons……-doable…..we need HDD/CDD by season for each Climate zone

## HouseTypes Asssumed
| Existing Homes |  | Sample stockturnover pathway ------>
|  |  | 2018 |  |  | 2025 |  |  | 2030 |  |  | 2040
|  | No of devices per house | Heat | Cooling-No | No of devices per house | Heat | Cool | No of devices per house | Heat | Cool | No of devices per house | Heat | Cool
| SFNG | 1 | NG | None | 1 | HPH | None | 1 | HPH | None | 1 | HP Conditioner | HPCond
| SFNGCool | 2 | NG | Elec A.C | 1 | HP Cond | HP Cond (which will trigger killing NGHeater) | 1 | HP Cond | HPCond | 1 | HP Cond | HP Cond | While everyone has migrated to HP based systems
some might continue to have no air conditioning
| SFER | 1 | Elec Resis | None | 1 | HP Heater | no cond | 1 | HP Heater | no cond | 1 | HP Heater | no cond
| SFERCool | 2 | Elec Resis | Elec AC | 2 | ER | AC | 1 | HP Cond | HPCond | 1 | HP Cond | HPCond
| MFNG |  | Ditto as above but
can be differnet
MFNGCool
MFER
MFERCool
Would like to | Apt 2-4
add these two | [13 empty] | Fuel | NG | Elec
categories | [13 empty] | SF | 90% | 10%
later | [13 empty] | MF | 70% | 30%
Apt 5 +
LOOK AT NEXT TAB for a sample turnover…
and energy consumption
NG, elec demands are given
similarly heating and cooling energy demands are separated

## Engdemand_withStckTurnover
1 house per housetype in each CZ | [7 empty] | HDD/CDD Held fixed over years |  |  | Appliance EF held constant over years
All energy consumption given below are in MWh | [7 empty] | Heat/Cool saturation NO Change
3
| 2019 | SFNG |  |  |  |  | SFER |  |  |  |  | SFNGCool |  |  |  |  | SFERCool |  |  |  |  | MFNG |  |  |  |  | MFER |  |  |  |  | MFNGCool |  |  |  |  | MFERCool | [6 empty] | SF NG | SF ER | SF_AC
| #HHs | NG Demand | Elec Demand | Heat Demand | Cool Demand | #HHs | NG Demand | Elec Demand | Heat Demand | Cool Demand | #HHs | NG Demand | Elec Demand | Heat Demand | Cool Demand | #HHs | NG Demand | Elec Demand | Heat Demand | Cool Demand | #HHs | NG Demand | Elec Demand | Heat Demand | Cool Demand | #HHs | NG Demand | Elec Demand | Heat Demand | Cool Demand | #HHs | NG Demand | Elec Demand | Heat Demand | Cool Demand | #HHs | NG Demand | Elec Demand | Heat Demand | Cool Demand |  | population(millions) |  | (therms) | (Elec) | (Elec)
1 | 1 | 7.3365 | 0 | 7.3365 | 0 | 1 | 0 | 7.3365 | 7.3365 | 0 | 1 | 7.3365 | 0.046652 | 7.3365 | 0.046652 | 1 | 0 | 7.3832 | 7.3365 | 0.046652 | 1 | 3.8229 | 0 | 3.8229 | 0 | 1 | 0 | 3.8229 | 3.8229 | 0 | 1 | 3.8229 | 0.024309 | 3.8229 | 0.024309 | 1 | 0 | 3.8472 | 3.8229 | 0.024309 | 0.00483 | 0.062162 | 1 | 250.3925 | 7336.4998 | 46.6517
2 | 1 | 6.7068 | 0 | 6.7068 | 0 | 1 | 0 | 6.7068 | 6.7068 | 0 | 1 | 6.7068 | 0.31994 | 6.7068 | 0.31994 | 1 | 0 | 7.0268 | 6.7068 | 0.31994 | 1 | 3.4948 | 0 | 3.4948 | 0 | 1 | 0 | 3.4948 | 3.4948 | 0 | 1 | 3.4948 | 0.16671 | 3.4948 | 0.16671 | 1 | 0 | 3.6615 | 3.4948 | 0.16671 | 0.02461 | 0.31673 | 2 | 228.9026 | 6706.8451 | 319.9379
3 | 1 | 5.1991 | 0 | 5.1991 | 0 | 1 | 0 | 5.1991 | 5.1991 | 0 | 1 | 5.1991 | 0.12806 | 5.1991 | 0.12806 | 1 | 0 | 5.3272 | 5.1991 | 0.12806 | 1 | 2.7091 | 0 | 2.7091 | 0 | 1 | 0 | 2.7091 | 2.7091 | 0 | 1 | 2.7091 | 0.066727 | 2.7091 | 0.066727 | 1 | 0 | 2.7758 | 2.7091 | 0.066727 | 0.10139 | 1.3049 | 3 | 177.4436 | 5199.0963 | 128.0577
4 | 1 | 5.1199 | 0 | 5.1199 | 0 | 1 | 0 | 5.1199 | 5.1199 | 0 | 1 | 5.1199 | 0.49338 | 5.1199 | 0.49338 | 1 | 0 | 5.6133 | 5.1199 | 0.49338 | 1 | 2.6678 | 0 | 2.6678 | 0 | 1 | 0 | 2.6678 | 2.6678 | 0 | 1 | 2.6678 | 0.25709 | 2.6678 | 0.25709 | 1 | 0 | 2.9249 | 2.6678 | 0.25709 | 0.05323 | 0.68507 | 4 | 174.7397 | 5119.8745 | 493.3774
5 | 1 | 5.336 | 0 | 5.336 | 0 | 1 | 0 | 5.336 | 5.336 | 0 | 1 | 5.336 | 0.12154 | 5.336 | 0.12154 | 1 | 0 | 5.4575 | 5.336 | 0.12154 | 1 | 2.7804 | 0 | 2.7804 | 0 | 1 | 0 | 2.7804 | 2.7804 | 0 | 1 | 2.7804 | 0.063334 | 2.7804 | 0.063334 | 1 | 0 | 2.8438 | 2.7804 | 0.063334 | 0.01245 | 0.16023 | 5 | 182.1158 | 5335.9915 | 121.5448
6 | 1 | 2.6412 | 0 | 2.6412 | 0 | 1 | 0 | 2.6412 | 2.6412 | 0 | 1 | 2.6412 | 0.51574 | 2.6412 | 0.51574 | 1 | 0 | 3.1569 | 2.6412 | 0.51574 | 1 | 1.3762 | 0 | 1.3762 | 0 | 1 | 0 | 1.3762 | 1.3762 | 0 | 1 | 1.3762 | 0.26874 | 1.3762 | 0.26874 | 1 | 0 | 0.83175 | 0.56301 | 0.26874 | 0.07686 | 0.98919 | 6 | 90.1428 | 2641.1836 | 515.7395
7 | 1 | 2.2444 | 0 | 2.2444 | 0 | 1 | 0 | 2.2444 | 2.2444 | 0 | 1 | 2.2444 | 0.76334 | 2.2444 | 0.76334 | 1 | 0 | 3.0078 | 2.2444 | 0.76334 | 1 | 1.1695 | 0 | 1.1695 | 0 | 1 | 0 | 1.1695 | 1.1695 | 0 | 1 | 1.1695 | 0.39776 | 1.1695 | 0.39776 | 1 | 0 | 1.5673 | 1.1695 | 0.39776 | 0.06017 | 0.77439 | 7 | 76.6021 | 2244.4409 | 763.3436
8 | 1 | 2.2787 | 0 | 2.2787 | 0 | 1 | 0 | 0.93218 | 0.93218 | 0 | 1 | 2.2787 | 0.86198 | 2.2787 | 0.86198 | 1 | 0 | 3.1406 | 2.2787 | 0.86198 | 1 | 1.1874 | 0 | 1.1874 | 0 | 1 | 0 | 1.1874 | 1.1874 | 0 | 1 | 1.1874 | 0.44916 | 1.1874 | 0.44916 | 1 | 0 | 1.6365 | 1.1874 | 0.44916 | 0.12376 | 1.5928 | 8 | 77.7701 | 932.181 | 861.9833
9 | 1 | 2.4808 | 0 | 2.4808 | 0 | 1 | 0 | 2.4808 | 2.4808 | 0 | 1 | 2.4808 | 1.0409 | 2.4808 | 1.0409 | 1 | 0 | 3.5218 | 2.4808 | 1.0409 | 1 | 1.2927 | 0 | 1.2927 | 0 | 1 | 0 | 1.2927 | 1.2927 | 0 | 1 | 1.2927 | 0.5424 | 1.2927 | 0.5424 | 1 | 0 | 1.8351 | 1.2927 | 0.5424 | 0.1599 | 2.0579 | 9 | 84.6703 | 2480.8387 | 1040.9324
10 | 1 | 2.8439 | 0 | 2.8439 | 0 | 1 | 0 | 2.8439 | 2.8439 | 0 | 1 | 2.8439 | 1.2456 | 2.8439 | 1.2456 | 1 | 0 | 4.0895 | 2.8439 | 1.2456 | 1 | 1.4819 | 0 | 1.4819 | 0 | 1 | 0 | 1.4819 | 1.4819 | 0 | 1 | 1.4819 | 0.64904 | 1.4819 | 0.64904 | 1 | 0 | 2.1309 | 1.4819 | 0.64904 | 0.1075 | 1.3835 | 10 | 97.0624 | 2843.9279 | 1245.5881
11 | 1 | 4.578 | 0 | 4.578 | 0 | 1 | 0 | 4.578 | 4.578 | 0 | 1 | 4.578 | 1.2895 | 4.578 | 1.2895 | 1 | 0 | 5.8675 | 4.578 | 1.2895 | 1 | 2.3855 | 0 | 2.3855 | 0 | 1 | 0 | 2.3855 | 2.3855 | 0 | 1 | 2.3855 | 0.67193 | 2.3855 | 0.67193 | 1 | 0 | 3.0574 | 2.3855 | 0.67193 | 0.02848 | 0.36654 | 11 | 156.2457 | 4577.9976 | 1289.5087
12 | 1 | 4.1984 | 0 | 4.1984 | 0 | 1 | 0 | 4.1984 | 4.1984 | 0 | 1 | 4.1984 | 1.1653 | 4.1984 | 1.1653 | 1 | 0 | 5.3636 | 4.1984 | 1.1653 | 1 | 2.1877 | 0 | 2.1877 | 0 | 1 | 0 | 2.1877 | 2.1877 | 0 | 1 | 2.1877 | 0.60718 | 2.1877 | 0.60718 | 1 | 0 | 1.5021 | 0.89495 | 0.60718 | 0.12502 | 1.609 | 12 | 143.289 | 4198.3668 | 1165.2529
13 | 1 | 3.9043 | 0 | 3.9043 | 0 | 1 | 0 | 3.9043 | 3.9043 | 0 | 1 | 3.9043 | 1.5643 | 3.9043 | 1.5643 | 1 | 0 | 5.4686 | 3.9043 | 1.5643 | 1 | 2.0344 | 0 | 2.0344 | 0 | 1 | 0 | 2.0344 | 2.0344 | 0 | 1 | 2.0344 | 0.81511 | 2.0344 | 0.81511 | 1 | 0 | 2.8495 | 2.0344 | 0.81511 | 0.06291 | 0.80965 | 13 | 133.2524 | 3904.2956 | 1564.2844
14 | 1 | 3.7763 | 0 | 3.7763 | 0 | 1 | 0 | 3.7763 | 3.7763 | 0 | 1 | 3.7763 | 2.0595 | 3.7763 | 2.0595 | 1 | 0 | 5.8358 | 3.7763 | 2.0595 | 1 | 1.9677 | 0 | 1.9677 | 0 | 1 | 0 | 1.9677 | 1.9677 | 0 | 1 | 1.9677 | 1.0731 | 1.9677 | 1.0731 | 1 | 0 | 3.0409 | 1.9677 | 1.0731 | 0.02367 | 0.30463 | 14 | 128.883 | 3776.2732 | 2059.4925
15 | 1 | 1.7831 | 0 | 1.7831 | 0 | 1 | 0 | 1.7831 | 1.7831 | 0 | 1 | 1.7831 | 3.0412 | 1.7831 | 3.0412 | 1 | 0 | 4.8243 | 1.7831 | 3.0412 | 1 | 0.92913 | 0 | 0.92913 | 0 | 1 | 0 | 0.92913 | 0.92913 | 0 | 1 | 0.92913 | 1.5847 | 0.92913 | 1.5847 | 1 | 0 | 2.5138 | 0.92913 | 1.5847 | 0.0176 | 0.22651 | 15 | 60.8572 | 1783.1167 | 3041.2231
16 | 1 | 10.3422 | 0 | 10.3422 | 0 | 1 | 0 | 10.3422 | 10.3422 | 0 | 1 | 10.3422 | 0.23154 | 10.3422 | 0.23154 | 1 | 0 | 10.5737 | 10.3422 | 0.23154 | 1 | 5.389 | 0 | 5.389 | 0 | 1 | 0 | 5.389 | 5.389 | 0 | 1 | 5.389 | 0.12065 | 5.389 | 0.12065 | 1 | 0 | 5.5097 | 5.389 | 0.12065 | 0.01763 | 0.2269 | 16 | 352.9752 | 10342.1739 | 231.5393
[44 empty] | 122.6292 | 3426.3958 | 928.6235
| 2029 | SFNG |  |  |  |  | SFER |  |  |  |  | SFNGCool |  |  |  |  | SFERCool |  |  |  |  | MFNG |  |  |  |  | MFER |  |  |  |  | MFNGCool |  |  |  |  | MFERCool
| #HHs | NG Demand | Elec Demand | Heat Demand | Cool Demand | #HHs | NG Demand | Elec Demand | Heat Demand | Cool Demand | #HHs | NG Demand | Elec Demand | Heat Demand | Cool Demand | #HHs | NG Demand | Elec Demand | Heat Demand | Cool Demand | #HHs | NG Demand | Elec Demand | Heat Demand | Cool Demand | #HHs | NG Demand | Elec Demand | Heat Demand | Cool Demand | #HHs | NG Demand | Elec Demand | Heat Demand | Cool Demand | #HHs | NG Demand | Elec Demand | Heat Demand | Cool Demand |  |  |  | 12.2629 | 11.6943 | 3.1694 | MMBTU
1 | 1 | 7.3365 | 0 | 7.3365 | 0 | 1 | 0 | 7.3365 | 7.3365 | 0 | 1 | 0 | 3.0946 | 3.0013 | 0.093303 | 1 | 0 | 7.3832 | 7.3365 | 0.046652 | 1 | 3.8229 | 0 | 3.8229 | 0 | 1 | 0 | 1.5639 | 1.5639 | 0 | 1 | 3.8229 | 0.024309 | 3.8229 | 0.024309 | 1 | 0 | 3.8472 | 3.8229 | 0.024309
2 | 1 | 6.7068 | 0 | 6.7068 | 0 | 1 | 0 | 6.7068 | 6.7068 | 0 | 1 | 0 | 3.0636 | 2.7437 | 0.31994 | 1 | 0 | 3.0636 | 2.7437 | 0.31994 | 1 | 3.4948 | 0 | 3.4948 | 0 | 1 | 0 | 3.4948 | 3.4948 | 0 | 1 | 3.4948 | 0.16671 | 3.4948 | 0.16671 | 1 | 0 | 1.5964 | 1.4297 | 0.16671
3 | 1 | 0 | 2.255 | 2.1269 | 0.12806 | 1 | 0 | 5.1991 | 5.1991 | 0 | 1 | 5.1991 | 0.12806 | 5.1991 | 0.12806 | 1 | 0 | 5.3272 | 5.1991 | 0.12806 | 1 | 2.7091 | 0 | 2.7091 | 0 | 1 | 0 | 1.175 | 1.1083 | 0.066727 | 1 | 0 | 1.175 | 1.1083 | 0.066727 | 1 | 0 | 1.175 | 1.1083 | 0.066727
4 | 1 | 0 | 2.5879 | 2.0945 | 0.49338 | 1 | 0 | 2.5879 | 2.0945 | 0.49338 | 1 | 0 | 3.0812 | 2.0945 | 0.98675 | 1 | 0 | 2.5879 | 2.0945 | 0.49338 | 1 | 2.6678 | 0 | 2.6678 | 0 | 1 | 0 | 1.3485 | 1.0914 | 0.25709 | 1 | 0 | 1.3485 | 1.0914 | 0.25709 | 1 | 0 | 1.3485 | 1.0914 | 0.25709
5 | 1 | 5.336 | 0 | 5.336 | 0 | 1 | 0 | 2.3045 | 2.1829 | 0.12154 | 1 | 5.336 | 0.12154 | 5.336 | 0.12154 | 1 | 0 | 5.4575 | 5.336 | 0.12154 | 1 | 2.7804 | 0 | 2.7804 | 0 | 1 | 0 | 2.7804 | 2.7804 | 0 | 1 | 2.7804 | 0.063334 | 2.7804 | 0.063334 | 1 | 0 | 1.2008 | 1.1375 | 0.063334
6 | 1 | 2.6412 | 0 | 2.6412 | 0 | 1 | 0 | 1.0805 | 1.0805 | 0 | 1 | 2.6412 | 0.51574 | 2.6412 | 0.51574 | 1 | 0 | 1.5962 | 1.0805 | 0.51574 | 1 | 1.3762 | 0 | 1.3762 | 0 | 1 | 0 | 0.83175 | 0.56301 | 0.26874 | 1 | 0 | 0.83175 | 0.56301 | 0.26874 | 1 | 0 | 0.83175 | 0.56301 | 0.26874
7 | 1 | 2.2444 | 0 | 2.2444 | 0 | 1 | 0 | 0.91818 | 0.91818 | 0 | 1 | 2.2444 | 0.76334 | 2.2444 | 0.76334 | 1 | 0 | 3.0078 | 2.2444 | 0.76334 | 1 | 0 | 0.8762 | 0.47844 | 0.39776 | 1 | 0 | 1.1695 | 1.1695 | 0 | 1 | 0 | 0.8762 | 0.47844 | 0.39776 | 1 | 0 | 0.8762 | 0.47844 | 0.39776
8 | 1 | 2.2787 | 0 | 2.2787 | 0 | 1 | 0 | 0.93218 | 0.93218 | 0 | 1 | 2.2787 | 0.86198 | 2.2787 | 0.86198 | 1 | 0 | 1.7942 | 0.93218 | 0.86198 | 1 | 1.1874 | 0 | 1.1874 | 0 | 1 | 0 | 0.48573 | 0.48573 | 0 | 1 | 0 | 0.93489 | 0.48573 | 0.44916 | 1 | 0 | 0.93489 | 0.48573 | 0.44916
9 | 1 | 2.4808 | 0 | 2.4808 | 0 | 1 | 0 | 2.4808 | 2.4808 | 0 | 1 | 2.4808 | 1.0409 | 2.4808 | 1.0409 | 1 | 0 | 3.5218 | 2.4808 | 1.0409 | 1 | 0 | 1.0712 | 0.52883 | 0.5424 | 1 | 0 | 1.2927 | 1.2927 | 0 | 1 | 0 | 1.0712 | 0.52883 | 0.5424 | 1 | 0 | 1.0712 | 0.52883 | 0.5424
10 | 1 | 2.8439 | 0 | 2.8439 | 0 | 1 | 0 | 2.8439 | 2.8439 | 0 | 1 | 0 | 2.409 | 1.1634 | 1.2456 | 1 | 0 | 4.0895 | 2.8439 | 1.2456 | 1 | 0 | 1.2553 | 0.60623 | 0.64904 | 1 | 0 | 1.4819 | 1.4819 | 0 | 1 | 0 | 1.2553 | 0.60623 | 0.64904 | 1 | 0 | 2.1309 | 1.4819 | 0.64904
11 | 1 | 4.578 | 0 | 4.578 | 0 | 1 | 0 | 3.1623 | 1.8728 | 1.2895 | 1 | 0 | 3.1623 | 1.8728 | 1.2895 | 1 | 0 | 3.1623 | 1.8728 | 1.2895 | 1 | 2.3855 | 0 | 2.3855 | 0 | 1 | 0 | 2.3855 | 2.3855 | 0 | 1 | 2.3855 | 0.67193 | 2.3855 | 0.67193 | 1 | 0 | 1.6478 | 0.97587 | 0.67193
12 | 1 | 4.1984 | 0 | 4.1984 | 0 | 1 | 0 | 4.1984 | 4.1984 | 0 | 1 | 0 | 4.048 | 1.7175 | 2.3305 | 1 | 0 | 2.8828 | 1.7175 | 1.1653 | 1 | 2.1877 | 0 | 2.1877 | 0 | 1 | 0 | 1.5021 | 0.89495 | 0.60718 | 1 | 0 | 2.1093 | 0.89495 | 1.2144 | 1 | 0 | 1.5021 | 0.89495 | 0.60718
13 | 1 | 0 | 3.1615 | 1.5972 | 1.5643 | 1 | 0 | 3.1615 | 1.5972 | 1.5643 | 1 | 0 | 3.1615 | 1.5972 | 1.5643 | 1 | 0 | 5.4686 | 3.9043 | 1.5643 | 1 | 2.0344 | 0 | 2.0344 | 0 | 1 | 0 | 2.0344 | 2.0344 | 0 | 1 | 2.0344 | 0.81511 | 2.0344 | 0.81511 | 1 | 0 | 1.6474 | 0.83226 | 0.81511
14 | 1 | 3.7763 | 0 | 3.7763 | 0 | 1 | 0 | 3.7763 | 3.7763 | 0 | 1 | 3.7763 | 2.0595 | 3.7763 | 2.0595 | 1 | 0 | 3.6043 | 1.5448 | 2.0595 | 1 | 1.9677 | 0 | 1.9677 | 0 | 1 | 0 | 0.80497 | 0.80497 | 0 | 1 | 1.9677 | 1.0731 | 1.9677 | 1.0731 | 1 | 0 | 1.8781 | 0.80497 | 1.0731
15 | 1 | 1.7831 | 0 | 1.7831 | 0 | 1 | 0 | 0.72946 | 0.72946 | 0 | 1 | 1.7831 | 3.0412 | 1.7831 | 3.0412 | 1 | 0 | 3.7707 | 0.72946 | 3.0412 | 1 | 0.92913 | 0 | 0.92913 | 0 | 1 | 0 | 0.3801 | 0.3801 | 0 | 1 | 0 | 1.9648 | 0.3801 | 1.5847 | 1 | 0 | 1.9648 | 0.3801 | 1.5847
16 | 1 | 10.3422 | 0 | 10.3422 | 0 | 1 | 0 | 4.2309 | 4.2309 | 0 | 1 | 0 | 4.4624 | 4.2309 | 0.23154 | 1 | 0 | 4.4624 | 4.2309 | 0.23154 | 1 | 0 | 2.3253 | 2.2046 | 0.12065 | 1 | 0 | 5.389 | 5.389 | 0 | 1 | 5.389 | 0.12065 | 5.389 | 0.12065 | 1 | 0 | 5.5097 | 5.389 | 0.12065
| 2039 | SFNG |  |  |  |  | SFER |  |  |  |  | SFNGCool |  |  |  |  | SFERCool |  |  |  |  | MFNG |  |  |  |  | MFER |  |  |  |  | MFNGCool |  |  |  |  | MFERCool
| #HHs | NG Demand | Elec Demand | Heat Demand | Cool Demand | #HHs | NG Demand | Elec Demand | Heat Demand | Cool Demand | #HHs | NG Demand | Elec Demand | Heat Demand | Cool Demand | #HHs | NG Demand | Elec Demand | Heat Demand | Cool Demand | #HHs | NG Demand | Elec Demand | Heat Demand | Cool Demand | #HHs | NG Demand | Elec Demand | Heat Demand | Cool Demand | #HHs | NG Demand | Elec Demand | Heat Demand | Cool Demand | #HHs | NG Demand | Elec Demand | Heat Demand | Cool Demand
1 | 1 | 7.3365 | 0 | 7.3365 | 0 | 1 | 0 | 3.0479 | 3.0013 | 0.046652 | 1 | 0 | 3.0479 | 3.0013 | 0.046652 | 1 | 0 | 7.3832 | 7.3365 | 0.046652 | 1 | 0 | 1.5882 | 1.5639 | 0.024309 | 1 | 0 | 1.5639 | 1.5639 | 0 | 1 | 0 | 1.5882 | 1.5639 | 0.024309 | 1 | 0 | 1.5882 | 1.5639 | 0.024309
2 | 1 | 6.7068 | 0 | 6.7068 | 0 | 1 | 0 | 6.7068 | 6.7068 | 0 | 1 | 0 | 3.0636 | 2.7437 | 0.31994 | 1 | 0 | 3.0636 | 2.7437 | 0.31994 | 1 | 0 | 1.5964 | 1.4297 | 0.16671 | 1 | 0 | 1.5964 | 1.4297 | 0.16671 | 1 | 0 | 1.5964 | 1.4297 | 0.16671 | 1 | 0 | 1.5964 | 1.4297 | 0.16671
3 | 1 | 0 | 2.255 | 2.1269 | 0.12806 | 1 | 0 | 2.255 | 2.1269 | 0.12806 | 1 | 0 | 2.255 | 2.1269 | 0.12806 | 1 | 0 | 2.255 | 2.1269 | 0.12806 | 1 | 0 | 1.175 | 1.1083 | 0.066727 | 1 | 0 | 1.175 | 1.1083 | 0.066727 | 1 | 0 | 1.175 | 1.1083 | 0.066727 | 1 | 0 | 1.175 | 1.1083 | 0.066727
4 | 1 | 0 | 2.5879 | 2.0945 | 0.49338 | 1 | 0 | 2.5879 | 2.0945 | 0.49338 | 1 | 0 | 2.5879 | 2.0945 | 0.49338 | 1 | 0 | 2.5879 | 2.0945 | 0.49338 | 1 | 2.6678 | 0 | 2.6678 | 0 | 1 | 0 | 1.3485 | 1.0914 | 0.25709 | 1 | 0 | 1.3485 | 1.0914 | 0.25709 | 1 | 0 | 1.3485 | 1.0914 | 0.25709
5 | 1 | 0 | 2.3045 | 2.1829 | 0.12154 | 1 | 0 | 2.3045 | 2.1829 | 0.12154 | 1 | 0 | 2.3045 | 2.1829 | 0.12154 | 1 | 0 | 2.3045 | 2.1829 | 0.12154 | 1 | 0 | 1.2008 | 1.1375 | 0.063334 | 1 | 0 | 1.2008 | 1.1375 | 0.063334 | 1 | 0 | 1.2008 | 1.1375 | 0.063334 | 1 | 0 | 1.2008 | 1.1375 | 0.063334
6 | 1 | 0 | 1.5962 | 1.0805 | 0.51574 | 1 | 0 | 1.0805 | 1.0805 | 0 | 1 | 0 | 1.5962 | 1.0805 | 0.51574 | 1 | 0 | 1.5962 | 1.0805 | 0.51574 | 1 | 0 | 0.83175 | 0.56301 | 0.26874 | 1 | 0 | 0.83175 | 0.56301 | 0.26874 | 1 | 0 | 0.83175 | 0.56301 | 0.26874 | 1 | 0 | 0.83175 | 0.56301 | 0.26874
7 | 1 | 0 | 1.6815 | 0.91818 | 0.76334 | 1 | 0 | 1.6815 | 0.91818 | 0.76334 | 1 | 0 | 1.6815 | 0.91818 | 0.76334 | 1 | 0 | 1.6815 | 0.91818 | 0.76334 | 1 | 0 | 0.8762 | 0.47844 | 0.39776 | 1 | 0 | 0.8762 | 0.47844 | 0.39776 | 1 | 0 | 0.8762 | 0.47844 | 0.39776 | 1 | 0 | 0.8762 | 0.47844 | 0.39776
8 | 1 | 0 | 1.7942 | 0.93218 | 0.86198 | 1 | 0 | 1.7942 | 0.93218 | 0.86198 | 1 | 2.2787 | 0.86198 | 2.2787 | 0.86198 | 1 | 0 | 1.7942 | 0.93218 | 0.86198 | 1 | 0 | 0.93489 | 0.48573 | 0.44916 | 1 | 0 | 0.93489 | 0.48573 | 0.44916 | 1 | 0 | 0.93489 | 0.48573 | 0.44916 | 1 | 0 | 0.93489 | 0.48573 | 0.44916
9 | 1 | 0 | 2.0558 | 1.0149 | 1.0409 | 1 | 0 | 2.0558 | 1.0149 | 1.0409 | 1 | 0 | 2.0558 | 1.0149 | 1.0409 | 1 | 0 | 2.0558 | 1.0149 | 1.0409 | 1 | 0 | 1.0712 | 0.52883 | 0.5424 | 1 | 0 | 1.0712 | 0.52883 | 0.5424 | 1 | 0 | 1.0712 | 0.52883 | 0.5424 | 1 | 0 | 1.0712 | 0.52883 | 0.5424
10 | 1 | 2.8439 | 0 | 2.8439 | 0 | 1 | 0 | 2.409 | 1.1634 | 1.2456 | 1 | 0 | 2.409 | 1.1634 | 1.2456 | 1 | 0 | 2.409 | 1.1634 | 1.2456 | 1 | 0 | 1.2553 | 0.60623 | 0.64904 | 1 | 0 | 1.2553 | 0.60623 | 0.64904 | 1 | 0 | 1.2553 | 0.60623 | 0.64904 | 1 | 0 | 1.2553 | 0.60623 | 0.64904
11 | 1 | 0 | 3.1623 | 1.8728 | 1.2895 | 1 | 0 | 3.1623 | 1.8728 | 1.2895 | 1 | 0 | 3.1623 | 1.8728 | 1.2895 | 1 | 0 | 3.1623 | 1.8728 | 1.2895 | 1 | 0 | 1.6478 | 0.97587 | 0.67193 | 1 | 0 | 1.6478 | 0.97587 | 0.67193 | 1 | 0 | 1.6478 | 0.97587 | 0.67193 | 1 | 0 | 1.6478 | 0.97587 | 0.67193
12 | 1 | 4.1984 | 0 | 4.1984 | 0 | 1 | 0 | 2.8828 | 1.7175 | 1.1653 | 1 | 0 | 2.8828 | 1.7175 | 1.1653 | 1 | 0 | 2.8828 | 1.7175 | 1.1653 | 1 | 2.1877 | 0 | 2.1877 | 0 | 1 | 0 | 1.5021 | 0.89495 | 0.60718 | 1 | 0 | 1.5021 | 0.89495 | 0.60718 | 1 | 0 | 1.5021 | 0.89495 | 0.60718
13 | 1 | 0 | 3.1615 | 1.5972 | 1.5643 | 1 | 0 | 3.1615 | 1.5972 | 1.5643 | 1 | 0 | 3.1615 | 1.5972 | 1.5643 | 1 | 0 | 3.1615 | 1.5972 | 1.5643 | 1 | 0 | 1.6474 | 0.83226 | 0.81511 | 1 | 0 | 1.6474 | 0.83226 | 0.81511 | 1 | 0 | 1.6474 | 0.83226 | 0.81511 | 1 | 0 | 1.6474 | 0.83226 | 0.81511
14 | 1 | 0 | 3.6043 | 1.5448 | 2.0595 | 1 | 0 | 3.6043 | 1.5448 | 2.0595 | 1 | 0 | 3.6043 | 1.5448 | 2.0595 | 1 | 0 | 3.6043 | 1.5448 | 2.0595 | 1 | 0 | 1.8781 | 0.80497 | 1.0731 | 1 | 0 | 0.80497 | 0.80497 | 0 | 1 | 0 | 1.8781 | 0.80497 | 1.0731 | 1 | 0 | 1.8781 | 0.80497 | 1.0731
15 | 1 | 0 | 3.7707 | 0.72946 | 3.0412 | 1 | 0 | 0.72946 | 0.72946 | 0 | 1 | 0 | 3.7707 | 0.72946 | 3.0412 | 1 | 0 | 3.7707 | 0.72946 | 3.0412 | 1 | 0 | 1.9648 | 0.3801 | 1.5847 | 1 | 0 | 0.3801 | 0.3801 | 0 | 1 | 0 | 1.9648 | 0.3801 | 1.5847 | 1 | 0 | 1.9648 | 0.3801 | 1.5847
16 | 1 | 0 | 4.4624 | 4.2309 | 0.23154 | 1 | 0 | 4.2309 | 4.2309 | 0 | 1 | 0 | 4.4624 | 4.2309 | 0.23154 | 1 | 0 | 4.4624 | 4.2309 | 0.23154 | 1 | 0 | 2.3253 | 2.2046 | 0.12065 | 1 | 0 | 2.3253 | 2.2046 | 0.12065 | 1 | 0 | 2.3253 | 2.2046 | 0.12065 | 1 | 0 | 2.3253 | 2.2046 | 0.12065
| 2049 | SFNG |  |  |  |  | SFER |  |  |  |  | SFNGCool |  |  |  |  | SFERCool |  |  |  |  | MFNG |  |  |  |  | MFER |  |  |  |  | MFNGCool |  |  |  |  | MFERCool
| #HHs | NG Demand | Elec Demand | Heat Demand | Cool Demand | #HHs | NG Demand | Elec Demand | Heat Demand | Cool Demand | #HHs | NG Demand | Elec Demand | Heat Demand | Cool Demand | #HHs | NG Demand | Elec Demand | Heat Demand | Cool Demand | #HHs | NG Demand | Elec Demand | Heat Demand | Cool Demand | #HHs | NG Demand | Elec Demand | Heat Demand | Cool Demand | #HHs | NG Demand | Elec Demand | Heat Demand | Cool Demand | #HHs | NG Demand | Elec Demand | Heat Demand | Cool Demand
1 | 1 | 0 | 3.0479 | 3.0013 | 0.046652 | 1 | 0 | 3.0479 | 3.0013 | 0.046652 | 1 | 0 | 3.0479 | 3.0013 | 0.046652 | 1 | 0 | 3.0479 | 3.0013 | 0.046652 | 1 | 0 | 1.5882 | 1.5639 | 0.024309 | 1 | 0 | 1.5882 | 1.5639 | 0.024309 | 1 | 0 | 1.5882 | 1.5639 | 0.024309 | 1 | 0 | 1.5882 | 1.5639 | 0.024309
2 | 1 | 0 | 3.0636 | 2.7437 | 0.31994 | 1 | 0 | 3.0636 | 2.7437 | 0.31994 | 1 | 0 | 3.0636 | 2.7437 | 0.31994 | 1 | 0 | 3.0636 | 2.7437 | 0.31994 | 1 | 0 | 1.5964 | 1.4297 | 0.16671 | 1 | 0 | 1.5964 | 1.4297 | 0.16671 | 1 | 0 | 1.5964 | 1.4297 | 0.16671 | 1 | 0 | 1.5964 | 1.4297 | 0.16671
3 | 1 | 0 | 2.255 | 2.1269 | 0.12806 | 1 | 0 | 2.255 | 2.1269 | 0.12806 | 1 | 0 | 2.255 | 2.1269 | 0.12806 | 1 | 0 | 2.255 | 2.1269 | 0.12806 | 1 | 0 | 1.175 | 1.1083 | 0.066727 | 1 | 0 | 1.175 | 1.1083 | 0.066727 | 1 | 0 | 1.175 | 1.1083 | 0.066727 | 1 | 0 | 1.175 | 1.1083 | 0.066727
4 | 1 | 0 | 2.5879 | 2.0945 | 0.49338 | 1 | 0 | 2.5879 | 2.0945 | 0.49338 | 1 | 0 | 2.5879 | 2.0945 | 0.49338 | 1 | 0 | 2.5879 | 2.0945 | 0.49338 | 1 | 0 | 1.3485 | 1.0914 | 0.25709 | 1 | 0 | 1.3485 | 1.0914 | 0.25709 | 1 | 0 | 1.3485 | 1.0914 | 0.25709 | 1 | 0 | 1.3485 | 1.0914 | 0.25709
5 | 1 | 0 | 2.3045 | 2.1829 | 0.12154 | 1 | 0 | 2.3045 | 2.1829 | 0.12154 | 1 | 0 | 2.3045 | 2.1829 | 0.12154 | 1 | 0 | 2.3045 | 2.1829 | 0.12154 | 1 | 0 | 1.2008 | 1.1375 | 0.063334 | 1 | 0 | 1.2008 | 1.1375 | 0.063334 | 1 | 0 | 1.2008 | 1.1375 | 0.063334 | 1 | 0 | 1.2008 | 1.1375 | 0.063334
6 | 1 | 0 | 1.5962 | 1.0805 | 0.51574 | 1 | 0 | 1.0805 | 1.0805 | 0 | 1 | 0 | 1.5962 | 1.0805 | 0.51574 | 1 | 0 | 1.5962 | 1.0805 | 0.51574 | 1 | 0 | 0.83175 | 0.56301 | 0.26874 | 1 | 0 | 0.83175 | 0.56301 | 0.26874 | 1 | 0 | 0.83175 | 0.56301 | 0.26874 | 1 | 0 | 0.83175 | 0.56301 | 0.26874
7 | 1 | 0 | 1.6815 | 0.91818 | 0.76334 | 1 | 0 | 1.6815 | 0.91818 | 0.76334 | 1 | 0 | 1.6815 | 0.91818 | 0.76334 | 1 | 0 | 1.6815 | 0.91818 | 0.76334 | 1 | 0 | 0.8762 | 0.47844 | 0.39776 | 1 | 0 | 0.8762 | 0.47844 | 0.39776 | 1 | 0 | 0.8762 | 0.47844 | 0.39776 | 1 | 0 | 0.8762 | 0.47844 | 0.39776
8 | 1 | 0 | 1.7942 | 0.93218 | 0.86198 | 1 | 0 | 1.7942 | 0.93218 | 0.86198 | 1 | 0 | 1.7942 | 0.93218 | 0.86198 | 1 | 0 | 1.7942 | 0.93218 | 0.86198 | 1 | 0 | 0.93489 | 0.48573 | 0.44916 | 1 | 0 | 0.93489 | 0.48573 | 0.44916 | 1 | 0 | 0.93489 | 0.48573 | 0.44916 | 1 | 0 | 0.93489 | 0.48573 | 0.44916
9 | 1 | 0 | 2.0558 | 1.0149 | 1.0409 | 1 | 0 | 2.0558 | 1.0149 | 1.0409 | 1 | 0 | 2.0558 | 1.0149 | 1.0409 | 1 | 0 | 2.0558 | 1.0149 | 1.0409 | 1 | 0 | 1.0712 | 0.52883 | 0.5424 | 1 | 0 | 1.0712 | 0.52883 | 0.5424 | 1 | 0 | 1.0712 | 0.52883 | 0.5424 | 1 | 0 | 1.0712 | 0.52883 | 0.5424
10 | 1 | 2.8439 | 0 | 2.8439 | 0 | 1 | 0 | 2.409 | 1.1634 | 1.2456 | 1 | 0 | 2.409 | 1.1634 | 1.2456 | 1 | 0 | 2.409 | 1.1634 | 1.2456 | 1 | 0 | 1.2553 | 0.60623 | 0.64904 | 1 | 0 | 1.2553 | 0.60623 | 0.64904 | 1 | 0 | 1.2553 | 0.60623 | 0.64904 | 1 | 0 | 1.2553 | 0.60623 | 0.64904
11 | 1 | 0 | 3.1623 | 1.8728 | 1.2895 | 1 | 0 | 3.1623 | 1.8728 | 1.2895 | 1 | 0 | 3.1623 | 1.8728 | 1.2895 | 1 | 0 | 3.1623 | 1.8728 | 1.2895 | 1 | 0 | 1.6478 | 0.97587 | 0.67193 | 1 | 0 | 1.6478 | 0.97587 | 0.67193 | 1 | 0 | 1.6478 | 0.97587 | 0.67193 | 1 | 0 | 1.6478 | 0.97587 | 0.67193
12 | 1 | 0 | 2.8828 | 1.7175 | 1.1653 | 1 | 0 | 2.8828 | 1.7175 | 1.1653 | 1 | 0 | 2.8828 | 1.7175 | 1.1653 | 1 | 0 | 2.8828 | 1.7175 | 1.1653 | 1 | 2.1877 | 0 | 2.1877 | 0 | 1 | 0 | 1.5021 | 0.89495 | 0.60718 | 1 | 0 | 1.5021 | 0.89495 | 0.60718 | 1 | 0 | 1.5021 | 0.89495 | 0.60718
13 | 1 | 0 | 3.1615 | 1.5972 | 1.5643 | 1 | 0 | 3.1615 | 1.5972 | 1.5643 | 1 | 0 | 3.1615 | 1.5972 | 1.5643 | 1 | 0 | 3.1615 | 1.5972 | 1.5643 | 1 | 0 | 1.6474 | 0.83226 | 0.81511 | 1 | 0 | 1.6474 | 0.83226 | 0.81511 | 1 | 0 | 1.6474 | 0.83226 | 0.81511 | 1 | 0 | 1.6474 | 0.83226 | 0.81511
14 | 1 | 0 | 3.6043 | 1.5448 | 2.0595 | 1 | 0 | 3.6043 | 1.5448 | 2.0595 | 1 | 0 | 3.6043 | 1.5448 | 2.0595 | 1 | 0 | 3.6043 | 1.5448 | 2.0595 | 1 | 0 | 1.8781 | 0.80497 | 1.0731 | 1 | 0 | 1.8781 | 0.80497 | 1.0731 | 1 | 0 | 1.8781 | 0.80497 | 1.0731 | 1 | 0 | 1.8781 | 0.80497 | 1.0731
15 | 1 | 0 | 3.7707 | 0.72946 | 3.0412 | 1 | 0 | 0.72946 | 0.72946 | 0 | 1 | 0 | 3.7707 | 0.72946 | 3.0412 | 1 | 0 | 3.7707 | 0.72946 | 3.0412 | 1 | 0 | 1.9648 | 0.3801 | 1.5847 | 1 | 0 | 0.3801 | 0.3801 | 0 | 1 | 0 | 1.9648 | 0.3801 | 1.5847 | 1 | 0 | 1.9648 | 0.3801 | 1.5847
16 | 1 | 0 | 4.4624 | 4.2309 | 0.23154 | 1 | 0 | 4.4624 | 4.2309 | 0.23154 | 1 | 0 | 4.4624 | 4.2309 | 0.23154 | 1 | 0 | 4.4624 | 4.2309 | 0.23154 | 1 | 0 | 2.3253 | 2.2046 | 0.12065 | 1 | 0 | 2.3253 | 2.2046 | 0.12065 | 1 | 0 | 2.3253 | 2.2046 | 0.12065 | 1 | 0 | 2.3253 | 2.2046 | 0.12065
Total | 16 | 2.8439 | 41.4306 | 30.6317 | 13.6429 | Total | 0 | 40.2827 | 28.9512 | 11.3315 | 16 | Total | 43.8397 | 28.9512 | 14.8885 | 16 | 0 | Total | 28.9512 | 14.8885 | 16 | 2.1877 | 21.3415 | Total | 7.1508 | 16 | 0 | 21.259 | 15.0857 | Total | 16 | 0 | 22.8437 | 15.0857 | 7.758 | Total | 0 | 22.8437 | 15.0857 | 7.758

## Sheet1
[9 empty] | SEER to EF conversion factor |  |  | 3.412
| SF | 60%
| MF | 40%
https://aceee.org/files/proceedings/2008/data/papers/2_484.pdf
|  | NG | Elec | Nomenclature |  |  | First connection $/ SF Household | Capital Cost | Installation Cost | Fuel Switching Cost* | Annual O&M | EF wted avg current stock (2018) | EF new installs (2018) | EF 2025 | EF 2035 | Typical input capacity (kBtu/hr) | Aux. electricity consumed by blower (kWh/hr) energy consumed | LifeTIme
2018 |  | 85% | 15%
2025 |  |  | 25% | NGH | NG based furnace |  |  | 1300 | 1200 |  | 45 | 0.8 | 0.9 | 0.85 | 0.98 | 75 | 120 | 17 | https://www.eia.gov/analysis/studies/buildings/equipcosts/pdf/appendix-b.pdf
2035 |  |  | 75%
2045 |  |  | 90% | ERH | Elec Resistance furnace |  |  | 600 | 500 |  | 0 | 0.99 |  |  |  | 68 |  | 25
|  |  |  | HPH | Air source Elec HP |  |  | 2900 | 500 | 500 | 50 |  |  |  |  | 36 |  | ~18 | https://www.eia.gov/analysis/studies/buildings/equipcosts/pdf/appendix-b.pdf
[6 empty] | heating EF | [5 empty] | 2.4326 | 2.6377 | 3.1653 | 3.4 |  |  |  | North America specs - as against south US specs which is for hot and humid
[6 empty] | Cooling EF | [5 empty] | 3.8101 | 4.2497 | 6.7409 | 7 |  |  |  | values are of 36 kBTU/h (3-ton)
costs fre for coil-only system,,they do not include a blower
|  |  |  | Cooler | Central A/C |  |  | 1900 | 600 | 0 | 50 | 3.8101 | 4.2497 |  |  | 36 |  | 18
Currently this is assumed
to be essentially same as HP
|  |  |  | HP Conditioner | Air Source Elec HP based heater/cooler |  |  | 3480 | 500 | 500
[6 empty] | heating EF | [5 empty] | 2.4326 | 2.6377 | 3.1653
[6 empty] | Cooling EF | [5 empty] | 3.8101 | 4.2497 | 6.7409
|  |  |  | * | assuming fuel switching happens only from NG to electric appliance. And HP will be chosen as a repalcement for NG furnace
or HP Conditioner (if cooling is also required)
|  |  |  | ** | Elec usage by NG furnace reference: Franco, Viktor, Lutz J., and Lekov A., Gu, L. "furnace blower electricity: National and Regional Savings Potential", 2008 ACEEE summer study on Energy Efficiency in Buildings
Note on Y8: Shuba: Avg across diff duct types for Los Angeles and SF in ref above

## Annual Heat Energy Demand
Annual heating demand for a SF
HeatLoss0 (BTU)= (HDD *24.0 *windowArea)/Rval0 #window surface area..Rval0 is the Rvalue of window
HeatLoss1 (BTU)= (HDD *24.0 * size1) /(Rval1) # size1 is the surface area of walls , Rval1 is Rval of walls
HeatLoss2 (BTU) = (HDD *24.0 * size2) /(Rval2) # size2 is the surface of Roof, Rval2 is the Rval of roof
AnnualHeatRequired (BTU) = HeatLoss1 + HeatLoss2 +HeatLoss0 #+HeatLoss3
AnnualHeatDemand (BTU)= AnnualHeatRequired/heaterEF
Annual Heat demand in kWh | =AnnualHeatDemand(BTU)/3412.14

## HDD_CDD_season
https://www.pge.com/includes/docs/pdfs/about/edusafety/training/pec/toolbox/arch/climate/california_climate_zones_01-16.pdf
| base for heatign |  | 65
CZ3 | base for cooling |  | 80
HDD
CZ3 | Nov |  | 300 | winter | 1600 | nov-feb | 56.84%
| Dec |  | 450 | spring | 890 | march - june | 31.62%
| jan |  | 500 | summer/fall | 325 | july-aug | 11.55%
| feb |  | 350
| march |  | 350
| april |  | 250
| may |  | 190
| june |  | 100
| july | 75 | 75
| aug |  | 75
| sept |  | 50
| oct |  | 125
2815

## Frozen
SF home with following split up |  |  | 100% | of residential stock assumed
BAU
| NG | ER | HP | HPCombo | total
2020 | 0.9 | 0.1 | 0 | 0 | 1
2030 | 0.9 | 0.1 | 0 | 0 | 1
2040 | 0.9 | 0.1 | 0 | 0 | 1
2050 | 0.9 | 0.1 | 0 | 0 | 1